## Sheet1 (hidden)
[5 empty] | CURRERNT WORK DONE |  | PREVIOUS WORK DONE |  | WORK DONE TO DATE
| UNIT | QUANTITY | RATE | AMOUNT | QUANTITY | RATE | QUANTITY | RATE | QUANTITY | RATE
SECTION NO. 1 | H1
BUILDING WORKS | H3
BILL NO. 1 | H1
PRELIMINARIES | H1
FIXED CHARGE ITEMS
Contractual requirements.
Insurances | SUM | 1 | 60000 | 60000
Programming | SUM | 1 | 10000 | 10000
Performance Security | SUM | 1 | 200000 | 200000
Retention Guarantee | SUM | 1
Establishment of Facilities on the Site
Facilities for Engineer
Equipment for the Engineer's Staff | SUM | 1
Facilities for Contractor | H4
Offices and Storage Sheds | SUM | 1
Workshops | SUM | 1
Site Establishment | SUM | 1
Living Accomodation - The Contractor to supply a breakdown of | SUM | 1
the different categories namley: Supervision, Skilled Labor,
Semi Skilled Labour and Unskilled Labour
Laboratory Facilities | SUM | 1
Ablution and Latrine Facilities | SUM | 1
Tools and Equipment | SUM | 1
Water Supplies | SUM | 1
Electric Power | SUM | 1
Communication | SUM | 1
Air Supplies | SUM | 1
Dealing with Water | SUM | 1
Access | SUM | 1
Facilities Requiring Special Attention
Security | SUM | 1
Safety | SUM | 1
Samples and certification of materials | SUM | 1
Testing Authority | SUM | 1
Other Contractors | SUM | 1
Quality Assurance | SUM | 1
Orders and Indents | SUM | 1
Site Meetings | SUM | 1
Plant for the Works | SUM | 1
Transport on the site | SUM | 1
Transport of the Workforce to and from the site | SUM | 1
Supervision for the duration of the construction | SUM | 1
Company and head office overheads costs for the duration of | SUM | 1
the contract works
Other fixed charge obligation - Contractor to submit details | SUM | 1
Remove site establishment on completion | SUM | 1
VALUE RELATED ITEMS
Contractual requirements.
Insurances | SUM | 1
Programming | SUM | 1
Performance Security | SUM | 1
Retention Guarantee | SUM | 1
Establishment of Facilities on the Site
Facilities for Engineer
Equipment for the Engineer's Staff | SUM | 1
Facilities for Contractor
Offices and Storage Sheds | SUM | 1
Workshops | SUM | 1
Site Establishment | SUM | 1
Living Accomodation - The Contractor to supply a breakdown of | SUM | 1
the different categories namley: Supervision, Skilled Labor,
Semi Skilled Labour and Unskilled Labour
Laboratory Facilities | SUM | 1
Ablution and Latrine Facilities | SUM | 1
Tools and Equipment | SUM | 1
Water Supplies | SUM | 1
Electric Power | SUM | 1
Communication | SUM | 1
Air Supplies | SUM | 1
Dealing with Water | SUM | 1
Access | SUM | 1
Facilities Requiring Special Attention
Security | SUM | 1
Safety | SUM | 1
Samples and certification of materials | SUM | 1
Testing Authority | SUM | 1
Other Contractors | SUM | 1
Quality Assurance | SUM | 1
Orders and Indents | SUM | 1
Site Meetings | SUM | 1
Plant for the Works | SUM | 1
Transport on the site | SUM | 1
Transport of the Workforce to and from the site | SUM | 1
Supervision for the duration of the construction | SUM | 1
Company and head office overheads costs for the duration of | SUM | 1
the contract works
Other value related obligations - Contractor to submit details | SUM | 1
Remove site establishment on completion | SUM | 1
TIME RELATED ITEMS
Contractual requirements.
Insurances | SUM | 1 | 60000 | 60000
Programming | SUM | 1 | 12000 | 12000
Performance Security | SUM | 1
Retention Guarantee | SUM | 1
Establishment of Facilities on the Site
Facilities for Engineer
Equipment for the Engineer's Staff | SUM | 1 | 60000 | 60000
Facilities for Contractor
Offices and Storage Sheds | SUM | 1 | 120000 | 120000
Workshops | SUM | 1 | 10000 | 10000
Site Establishment | SUM | 1 | 100000 | 100000
Living Accomodation - The Contractor to supply a breakdown of | SUM | 1
the different categories namley: Supervision, Skilled Labor,
Semi Skilled Labour and Unskilled Labour
Laboratory Facilities | SUM | 1
Ablution and Latrine Facilities | SUM | 1 | 30000 | 30000
Tools and Equipment | SUM | 1
Water Supplies | SUM | 1
Electric Power | SUM | 1
Communication | SUM | 1
Air Supplies | SUM | 1
Dealing with Water | SUM | 1
Access | SUM | 1
Facilities Requiring Special Attention
Security | SUM | 1 | 120000 | 120000
Safety | SUM | 1 | 60000 | 60000
Samples and certification of materials | SUM | 1
Testing Authority | SUM | 1
Other Contractors | SUM | 1
Quality Assurance | SUM | 1
Orders and Indents | SUM | 1
Site Meetings | SUM | 1 | 12000 | 12000
Plant for the Works | SUM | 1 | 20000 | 20000
Transport on the site | SUM | 1
Transport of the Workforce to and from the site | SUM | 1
Supervision for the duration of the construction | SUM | 1 | 400000 | 400000
Company and head office overheads costs for the duration of | SUM | 1 | 200000 | 200000
the contract works
Other time related obligation - Contractor to submit details | SUM | 1
Remove site establishment on completion | SUM | 1 | 20000 | 20000
TOTAL SECTION NO.1 - BILL NO.1 - PRELIMINARIES |  |  |  | 1494000
BILL No. 2
EARTHWORKS
EXCAVATION, FILLING, ETC
SITE CLEARANCE, ETC. | H2
Site clearance | H3
Digging up and removing rubbish, debris, vegetation, hedges, shrubs and trees not exceeding 200mm girth, bush, etc. | m2 | 868 | 35 | 30380 |  | 0 |  | 0 | 0 | 0
Excavation not exceeding 2 m in earth below natural, filled and compacted, or reduced ground level, for :
Trenches | m3 | 118 | 75 | 8850 |  | 0 |  | 0 | 0 | 0
Column bases | m3 | 20.4 | 95 | 1938 |  | 0 |  | 0 | 0 | 0
Bulk excavation | m3 | 217 | 95 | 20615 |  | 0 |  | 0 | 0 | 0
Extra over all excavations for carting away
Surplus material from excavations and/or stock piles on site to a dumping site to be located by the contractor within 5km from the building site | m3 | 48 | 85 | 4080 |  | 0 |  | 0 | 0 | 0
Risk of collapse of excavations
Sides of trench and hole excavations not exceeding 1,5m deep | m2 | 392 | 35 | 13720 |  | 0 |  | 0 | 0 | 0
Keeping excavations free of water
Keeping excavations free of all water other than subterranean water | Item | 1 | 5000 | 5000 |  | 0 |  | 0 | 0 | 0
Earth filling obtained from the excavations and/or prescribed stock piles on site compacted to 90% Mod AASHTO density
Backfilling to trenches, holes, etc | m3 | 69 | 45 | 3105 |  | 0 |  | 0 | 0 | 0
Compaction of surfaces
Levelling and re-compaction of ground surface under solid floors | m2 | 428 | 45 | 19260 |  | 0 |  | 0 | 0 | 0
Levelling and re-compaction of ground surface under apron paving | m2 | 128 | 45 | 5760 |  | 0 |  | 0 | 0 | 0
SOIL POISONING
Soil insecticide
To bottoms and sides of trenches, bases, etc. | m2 | 553 | 25 | 13825 |  | 0 |  | 0 | 0 | 0
Under floors etc including forming and poisoning shallow furrows against foundation walls etc, filling in furrows and ramming | m2 | 428 | 25 | 10700 |  | 0 |  | 0 | 0 | 0
BILL No. 2
EARTHWORKS
CARRIED TO SUMMARY |  |  |  | 106853 |  | 0 |  | 0 |  | 0
BILL No. 3
CONCRETE, FORMWORK AND REINFORCEMENT
UNREINFORCED CONCRETE
25MPa/19mm concrete
Apron paving cast in panels | m3 | 13 | 1800 | 23400 |  | 0 |  | 0 | 0 | 0
REINFORCED CONCRETE CAST AGAINST EXCAVATED SURFACES
30MPa/19mm concrete
Strip foundations | m3 | 48 | 1950 | 93600 |  | 0 |  | 0 | 0 | 0
REINFORCED CONCRETE
30MPa/19mm concrete
Surface beds cast in panels on waterproofing | m3 | 43 | 2524.69 | 108561.67 |  | 0 |  | 0 | 0 | 0
Walls | m3 | 32 | 2524.69 | 80790.08 |  | 0 |  | 0 | 0 | 0
Lift shaft walls | m3 | 22 | 2524.69 | 55543.18 |  | 0 |  | 0 | 0 | 0
Columns | m3 | 46 | 2524.69 | 116135.74 |  | 0 |  | 0 | 0 | 0
Slabs including beams and inverted beams | m3 | 351 | 2524.69 | 886166.19 |  | 0 |  | 0 | 0 | 0
Slab over lift shaft | m3 | 1 | 2524.69 | 2524.69 |  | 0 |  | 0 | 0 | 0
Cantilever slabs | m3 | 20 | 2524.69 | 50493.8 |  | 0 |  | 0 | 0 | 0
Isolated beams | m3 | 1 | 2524.69 | 2524.69 |  | 0 |  | 0 | 0 | 0
Stairs and landings | m3 | 14 | 2524.69 | 35345.66 |  | 0 |  | 0 | 0 | 0
TEST BLOCKS
Making and testing 150 x 150 x 150mm concrete strength test cube | No | 88 | 550 | 48400 |  | 0 |  | 0 | 0 | 0
CONCRETE SUNDRIES
Finishing top surfaces of concrete smooth with a wood float
Apron paving to falls | m2 | 128 | 35 | 4480 |  | 0 |  | 0 | 0 | 0
ROUGH FORMWORK (DEGREE OF ACCURACY II)
Rough formwork to sides
Walls with total height exceeding 3,5m and not exceeding 5m above bearing level | m2 | 85 | 450 | 38250 |  | 0 |  | 0 | 0 | 0
Outer surface of lift shaft walls with total height not exceeding 3,5m above bearing level | m2 | 10 | 450 | 4500 |  | 0 |  | 0 | 0 | 0
Outer surface of lift shaft walls with total height exceeding 3,5m and not exceeding 5,0m above bearing level | m2 | 115 | 450 | 51750 |  | 0 |  | 0 | 0 | 0
Inner surface of lift shaft walls with total height not exceeding 3,5m above bearing level | m2 | 8 | 500 | 4000 |  | 0 |  | 0 | 0 | 0
Inner surface of lift shaft walls with total height exceeding 3,5m and not exceeding 5m above bearing level | m2 | 93 | 550 | 51150 |  | 0 |  | 0 | 0 | 0
Rectangular columns with total height not exceeding 3,5m above bearing level | m2 | 313 | 450 | 140850 |  | 0 |  | 0 | 0 | 0
Rectangular columns with total height exceeding 3,5m and not exceeding 5m above bearing level | m2 | 190 | 450 | 85500 |  | 0 |  | 0 | 0 | 0
Square columns with total height not exceeding 3,5m above bearing level | m2 | 24 | 450 | 10800 |  | 0 |  | 0 | 0 | 0
Square columns with total height exceeding 3,5m and not exceeding 5m above bearing level | m2 | 35 | 450 | 15750 |  | 0 |  | 0 | 0 | 0
Edge of slabs | m2 | 4 | 450 | 1800 |  | 0 |  | 0 | 0 | 0
Inverted beams | m2 | 66 | 400 | 26400 |  | 0 |  | 0 | 0 | 0
Inverted beams above concrete | m2 | 79 | 400 | 31600 |  | 0 |  | 0 | 0 | 0
Edges, risers, ends and reveals not exceeding 300mm high or wide | m | 258 | 240 | 61920 |  | 0 |  | 0 | 0 | 0
Edges of apron paving not exceeding 300mm high or wide | m | 118 | 240 | 28320 |  | 0 |  | 0 | 0 | 0
Risers of stairs not exceeding 300mm high or wide | m | 132 | 240 | 31680 |  | 0 |  | 0 | 0 | 0
Step in soffit of slabs not exceeding 300mm high | m | 15 | 240 | 3600 |  | 0 |  | 0 | 0 | 0
Sloping and stepped outer edges of stairs 350mm high extreme | m | 63 | 240 | 15120 |  | 0 |  | 0 | 0 | 0
Formwork to form door opening size 1050mm wide x 2210mm high through 230mm thick wall | No | 3 | 500 | 1500 |  | 0 |  | 0 | 0 | 0
Rough formwork to soffits
Slabs not exceeding 250mm thick propped up exceeding 3,5m and not exceeding 5m high | m2 | 554 | 280 | 155120 |  | 0 |  | 0 | 0 | 0
Slabs exceeding 250mm and not exceeding 500mm thick propped up exceeding 1,5m and not exceeding 3,5m high | m2 | 60 | 280 | 16800 |  | 0 |  | 0 | 0 | 0
Slabs exceeding 250mm and not exceeding 500mm thick propped up exceeding 3,5m and not exceeding 5m high | m2 | 538 | 280 | 150640 |  | 0 |  | 0 | 0 | 0
Slabs exceeding 250mm and not exceeding 500mm thick propped up exceeding 10m and not exceeding 12,5m high | m2 | 30 | 280 | 8400 |  | 0 |  | 0 | 0 | 0
Slab over lift shaft exceeding 250mmand not exceeding 500mm thick propped up over shaft 12,64m high | m2 | 4 | 280 | 1120 |  | 0 |  | 0 | 0 | 0
Cantilever walkway or balcony slabs not exceeding 250mm thick propped up exceeding 7,5m and not exceeding 10m high | m2 | 14 | 280 | 3920 |  | 0 |  | 0 | 0 | 0
Cantilever walkway or balcony slabs exceeding 250mm and not exceeding 500mm thick propped up exceeding 3,5m and not exceeding 5m high | m2 | 67 | 280 | 18760 |  | 0 |  | 0 | 0 | 0
Sloping soffit of stairs | m2 | 34 | 280 | 9520 |  | 0 |  | 0 | 0 | 0
Landings of stairs | m2 | 13 | 280 | 3640 |  | 0 |  | 0 | 0 | 0
Rough formwork to sides and soffits
Beams propped up exceeding 1,5m and not exceeding 3,5m high | m2 | 489 | 280 | 136920 |  | 0 |  | 0 | 0 | 0
Isolated beams propped up exceeding 1,5m and not exceeding 3,5m high | m2 | 6 | 280 | 1680 |  | 0 |  | 0 | 0 | 0
SMOOTH FORMWORK (DEGREE OF ACCURACY I)
Smooth formwork to sides
Walls with total height exceeding 3,5m and not exceeding 5m above bearing level | m2 | 127 | 400 | 50800 |  | 0 |  | 0 | 0 | 0
MOVEMENT JOINTS ETC
Expansion joints with 12mm polystyrene between vertical surfaces
12mm Joints not exceeding 300mm high between concrete and brick surfaces | m | 361 | 60 | 21660 |  | 0 |  | 0 | 0 | 0
Saw cut joints
6 x 30mm Saw cut joints in top of concrete | m | 125 | 50 | 6250 |  | 0 |  | 0 | 0 | 0
REINFORCEMENT
Mild steel reinforcement to structural concrete work
8mm Diameter bars | t | 53.19 | 19500 | 1037205 |  | 0 |  | 0 | 0 | 0
High tensile steel reinforcement to structural concrete work
12mm Diameter bars | t | 0 | 19500 | 0 |  | 0 |  | 0 | 0 | 0
Fabric reinforcement
Type 193 fabric reinforcement in surface beds | m2 | 428 | 65 | 27820 |  | 0 |  | 0 | 0 | 0
BILL No. 3
CONCRETE, FORMWORK AND REINFORCEMENT
CARRIED TO SUMMARY |  |  |  | 3762710.7 |  | 0 |  | 0 |  | 0
BILL No. 4
MASONRY
FOUNDATIONS (PROVISIONAL)
Brickwork of NFX bricks (14 MPa nominal compressive strength) in class I mortar
One brick wall | m2 | 113 | 385 | 43505 |  | 0 |  | 0 | 0 | 0
300mm Hollow wall of two half brick skins with 100mm cavity filled solid with concrete | m2 | 7 | 430 | 3010 |  | 0 |  | 0 | 0 | 0
Brickwork reinforcement
75mm Wide reinforcement built in horizontally | m | 81 | 14 | 1134 |  | 0 |  | 0 | 0 | 0
150mm Wide reinforcement built in horizontally | m | 662 | 15 | 9930 |  | 0 |  | 0 | 0 | 0
Galvanised hoop iron cramps, ties, etc
40 x 1,6mm Wall tie 550mm long with one end shot pinned to concrete and other end built into brickwork | No | 192 | 65 | 12480 |  | 0 |  | 0 | 0 | 0
Approved face bricks pointed with recessed horizontal and flush vertical joints
Extra over brickwork for face brickwork | m2 | 35 | 220 | 7700 |  | 0 |  | 0 | 0 | 0
SUPERSTRUCTURE
Brickwork of NFX bricks (14 MPa nominal compressive strength) in class I mortar
Half brick wall | m2 | 57 | 250 | 14250 |  | 0 |  | 0 | 0 | 0
Half brick linings to concrete | m2 | 191 | 260 | 49660 |  | 0 |  | 0 | 0 | 0
One brick wall | m2 | 1968 | 385 | 757680 |  | 0 |  | 0 | 0 | 0
One parapet wall | m2 | 91 | 395 | 35945 |  | 0 |  | 0 | 0 | 0
300mm Hollow wall of two half brick skins with 100mm cavity filled solid with concrete | m2 | 48 | 420 | 20160 |  | 0 |  | 0 | 0 | 0
BRICKWORK SUNDRIES
Brickwork reinforcement
75mm Wide reinforcement built in horizontally | m | 678 | 12 | 8136 |  | 0 |  | 0 | 0 | 0
150mm Wide reinforcement built in horizontally | m | 5438 | 15 | 81570 |  | 0 |  | 0 | 0 | 0
Prestressed fabricated lintels
115 x 75mm Lintels in lengths not exceeding 3m | m | 320 | 75 | 24000 |  | 0 |  | 0 | 0 | 0
115 x 75mm Lintels in lengths exceeding 3m and not exceeding 4,5m | m | 38 | 75 | 2850 |  | 0 |  | 0 | 0 | 0
Turning pieces
115mm Wide turning piece to lintels etc | m | 107 | 80 | 8560 |  | 0 |  | 0 | 0 | 0
Galvanised hoop iron cramps, ties, etc
40 x 1,6mm Wall tie 550mm long with one end shot pinned to concrete and other end built into brickwork | No | 1624 | 65 | 105560 |  | 0 |  | 0 | 0 | 0
FACE BRICKWORK
EXTERNAL FACE BRICKWORK
Approved face bricks pointed with recessed horizontal and flush vertical joints
Extra over brickwork for face brickwork | m2 | 1104 | 220 | 242880 |  | 0 |  | 0 | 0 | 0
Face brick-on-edge header course lintel 115mm high 115mm wide, pointed on front and soffit | m | 107 | 160 | 17120 |  | 0 |  | 0 | 0 | 0
Cut face brick-on-edge external window cill, 180mm wide, set sloping and slightly projecting in cement mortar and pointed on top, front edge and projecting soffit including all necessary fair raking cutting to facings under and fair and fitted ends | m | 91 | 160 | 14560 |  | 0 |  | 0 | 0 | 0
NUTEC-CEMENT/FIBRE-CEMENT WINDOW SILLS
Natural grey sills in single lengths bedded in class I mortar including metal fixing lugs etc
15 x 150mm Wide sills set flat and slightly projecting | m | 99 | 120 | 11880 |  | 0 |  | 0 | 0 | 0
PRECAST CONCRETE
Precast concrete finished smooth on exposed surfaces including erecting in position
Coping 300mm wide horizontal to top of parapet walls | m | 101 | 250 | 25250 |  | 0 |  | 0 | 0 | 0
BILL No. 4
MASONRY
CARRIED TO SUMMARY |  |  |  | 1497820 |  | 0 |  | 0 |  | 0
BILL No. 5
WATERPROOFING
DAMP-PROOFING OF WALLS AND FLOORS
One layer of 375 micron approved embossed damp proof course
In walls | m2 | 161 | 45 | 7245 |  | 0 |  | 0 | 0 | 0
One layer of 250 micron approved waterproof sheeting sealed at laps with pressure sensitive tape
Under surface beds | m2 | 464 | 75 | 34800 |  | 0 |  | 0 | 0 | 0
WATERPROOFING TO ROOFS, ETC
4mm "Derbigum SP4" fully bonded duel reinforced waterproofing membrane laid by torch-on fusion, including bending up or down at walls and beams
On screeded flat roofs | m2 | 503 | 180 | 90540 |  | 0 |  | 0 | 0 | 0
Flashing strip 150mm girth at edge of beams- or slabs including sealing with mastic | m | 44 | 100 | 4400 |  | 0 |  | 0 | 0 | 0
Flashing strip 150mm girth at turn-ups including sealing top edge with mastic | m | 207 | 100 | 20700 |  | 0 |  | 0 | 0 | 0
Additional membrane at 100mm diameter outlet | No | 22 | 90 | 1980 |  | 0 |  | 0 | 0 | 0
Insulation layer
70mm Thick Isoboard extruded polystyrene insulation laid on waterproofing membrane | m2 | 458 | 150 | 68700 |  | 0 |  | 0 | 0 | 0
Protective layers
Approved water permeable filter fabric sheeting laid on top of insulation layer | m2 | 458 | 90 | 41220 |  | 0 |  | 0 | 0 | 0
50mm Thick layer of 25mm selected washed stone chips laid on filter fabric layer | m2 | 458 | 160 | 73280 |  | 0 |  | 0 | 0 | 0
Two coats "Silvakote" bituminous aluminium paint
On waterproofing to roofs | m2 | 45 | 90 | 4050 |  | 0 |  | 0 | 0 | 0
JOINT SEALANTS ETC
Approved clear silicone sealing compound including backing cord, bond breaker, primer, etc
6 x 30mm In saw cut joints | m | 125 | 60 | 7500 |  | 0 |  | 0 | 0 | 0
"Sika Pro 30" clear silicone sealing compound
In 10mm wide horizontal joint in face brick wall at steel angle supports | m | 222 | 75 | 16650 |  | 0 |  | 0 | 0 | 0
BILL No. 5
WATERPROOFING
CARRIED TO SUMMARY |  |  |  | 371065 |  | 0 |  | 0 |  | 0
BILL No. 6
CARPENTRY AND JOINERY
SKIRTINGS
Wrought meranti
16 x 90mm Chamfered skirting, plugged to brickwork | m | 1037 | 65 | 67405 |  | 0 |  | 0 | 0 | 0
DOORS ETC
Semi-solid flush doors with hardboard on both sides, hung to steel frames
40mm Door 850 x 2100mm high (D4) | No | 18 | 850 | 15300 |  | 0 |  | 0 | 0 | 0
40mm Double door in two equal leaves size 1200 x 2100mm high, hung folding with rebated meeting stiles (D2) | No | 12 | 2500 | 30000 |  | 0 |  | 0 | 0 | 0
Wrought meranti doors hung to steel frames
44mm Framed door with horizontal battens on both sides 850 x 2100mm high (D3&D7) | No | 57 | 4500 | 256500 |  | 0 |  | 0 | 0 | 0
44mm Framed double door in two equal leaves, each leave with horizontal battens on both sides, size 1500 x 2100mm high, hung folding with rebated meeting stiles (D6) | No | 6 | 6000 | 36000 |  | 0 |  | 0 | 0 | 0
BILL No. 6
CARPENTRY AND JOINERY
CARRIED TO SUMMARY |  |  |  | 405205 |  | 0 |  | 0 |  | 0
BILL No. 7
CEILINGS
SUSPENDED CEILINGS
1200 x 600 x 12,7mm "Donn" gypsum board panels with bonded vinyl finish on "Donn" pre-painted exposed tee suspension system including main and cross tees, necessary hangers, grids, etc
Ceilings suspended not exceeding 1m below concrete slabs | m2 | 990 | 280 | 277200 |  | 0 |  | 0 | 0 | 0
Vertical bulkhead 500mm high between suspended ceiling and slab soffit | m | 28 | 160 | 4480 |  | 0 |  | 0 | 0 | 0
"Donn SM 25" pre-painted shadowline cornices to suspended ceilings
Cornices plugged | m | 1127 | 110 | 123970 |  | 0 |  | 0 | 0 | 0
Insulation
Apprfoved sound insulation material on top of suspended ceilings | m2 | 990 | 80 | 79200 |  | 0 |  | 0 | 0 | 0
BILL No. 7
CEILINGS
CARRIED TO SUMMARY |  |  |  | 484850 |  | 0 |  | 0 |  | 0
BILL No. 8
FLOOR COVERINGS, ETC.
FLOOR COVERINGS
300 x 300 x 2,5mm Semi-flexible vinyl floor tiles
On floors in two colour pattern | m2 | 1043 | 480 | 500640 |  | 0 |  | 0 | 0 | 0
Sealers
Two coats floor dressing as recommended by the manufacturer of the floor coverings on vinyl flooring | m2 | 1043 | 80 | 83440 |  | 0 |  | 0 | 0 | 0
Self leveling screed on floor for vinyl tiles | m2 | 1043 | 120 | 125160 |  | 0 |  | 0 | 0 | 0
BILL No. 8
FLOOR COVERINGS, ETC.
CARRIED TO SUMMARY |  |  |  | 709240 |  | 0 |  | 0 |  | 0
BILL No. 9
IRONMONGERY
HINGES, BOLTS, ETC
150mm Lever flush bolts | No | 36 | 40 | 1440 |  | 0 |  | 0 | 0 | 0
LOCKS
Locksets including handles
Double cylinder lockset | No | 54 | 1000 | 54000 |  | 0 |  | 0 | 0 | 0
Double cylinder rebated lockset | No | 18 | 1000 | 18000 |  | 0 |  | 0 | 0 | 0
Bathroom/WC deadlock with indicator set | No | 18 | 550 | 9900 |  | 0 |  | 0 | 0 | 0
Bathroom/WC deadlock with indicator set for physically impaired | No | 3 | 650 | 1950 |  | 0 |  | 0 | 0 | 0
SUNDRIES
Doorstop plugged to floor. | No | 78 | 125 | 9750 |  | 0 |  | 0 | 0 | 0
Hat and coat hook with rubber buffer | No | 22 | 120 | 2640 |  | 0 |  | 0 | 0 | 0
Door closer | No | 30 | 4800 | 144000 |  | 0 |  | 0 | 0 | 0
LETTERS, NAMEPLATES, ETC
Natural anodised aluminium plates engraved with international pictograms in colour
150 x 150mm Plate with male symbol | No | 3 | 650 | 1950 |  | 0 |  | 0 | 0 | 0
150 x 150mm Plate with female symbol | No | 3 | 650 | 1950 |  | 0 |  | 0 | 0 | 0
150 x 150mm Plate with paraplegic symbol | No | 3 | 650 | 1950 |  | 0 |  | 0 | 0 | 0
150 x 150mm Plate with directional fire escape symbol | No | 3 | 650 | 1950 |  | 0 |  | 0 | 0 | 0
150 x 150mm Plate with fire extinguisher symbol | No | 6 | 650 | 3900 |  | 0 |  | 0 | 0 | 0
150 x 150mm Plate with fire hose reel symbol | No | 6 | 650 | 3900 |  | 0 |  | 0 | 0 | 0
BATHROOM FITTINGS
Lockable type toilet roll holder plugged | No | 22 | 1100 | 24200 |  | 0 |  | 0 | 0 | 0
"Vaal Paragon"
32mm Type 9 back grab rail 800mm long plugged | No | 3 | 1200 | 3600 |  | 0 |  | 0 | 0 | 0
32mm Type 8 side grab rail 900mm girth plugged | No | 3 | 1200 | 3600 |  | 0 |  | 0 | 0 | 0
WALL MOUNTED PINNING BOARDS
Pinning board 1000 x 1000mm fixed to wall | No | 20 | 3500 | 70000 |  | 0 |  | 0 | 0 | 0
BILL No. 9
IRONMONGERY
CARRIED TO SUMMARY |  |  |  | 358680 |  | 0 |  | 0 |  | 0
BILL No. 10
METALWORK
SUNDRY GALVANIZED STEELWORK
Bearers for brick linings
150 x 90 x 10mm Angle section bearers holed for bolts at 500mm centres | kg | 3646 | 65 | 236990 |  | 0 |  | 0 | 0 | 0
M16 "Trufix" anchor bolt and fixing into side concrete beam or slab | No | 400 | 46 | 18400 |  | 0 |  | 0 | 0 | 0
PRESSED STEEL DOOR FRAMES
1,2mm Rebated frames suitable for half brick walls
Frame for door 850 x 2100mm high (D4) | No | 18 | 800 | 14400 |  | 0 |  | 0 | 0 | 0
1,2mm Rebated frames suitable for one brick walls
Frame for door 850 x 2100mm high (D3&D7) | No | 57 | 900 | 51300 |  | 0 |  | 0 | 0 | 0
Frame for double door 1200 x 2100mm high (D2) | No | 12 | 1800 | 21600 |  | 0 |  | 0 | 0 | 0
Frame for double door 1500 x 2100mm high (D6) | No | 6 | 1900 | 11400 |  | 0 |  | 0 | 0 | 0
Safe door | No | 1 | 21000 | 21000 |  | 0 |  | 0 | 0 | 0
ALUMINIUM WINDOWS, DOORS, ETC
Purpose made charcoal powder coated windows glazed with 4mm clear glass
Window 1200 x 600mm high (W6) | No | 3 | 0 | 0 |  | 0 |  | 0 | 0 | 0
Window 1800 x 600mm high (W5 & W8) | No | 14 | 0 | 0 |  | 0 |  | 0 | 0 | 0
Window 2400 x 600mm high (W4) | No | 5 | 0 | 0 |  | 0 |  | 0 | 0 | 0
Window 1000 x 1785mm high (W2) | No | 1 | 0 | 0 |  | 0 |  | 0 | 0 | 0
Window 2000 x 1785mm high (W3) | No | 7 | 0 | 0 |  | 0 |  | 0 | 0 | 0
Window 3000 x 1785mm high (W1) | No | 11 | 0 | 0 |  | 0 |  | 0 | 0 | 0
Window 600 x 2000mm high (W9) | No | 3 | 0 | 0 |  | 0 |  | 0 | 0 | 0
Window 2000 x 2435mm high (W7) | No | 2 | 0 | 0 |  | 0 |  | 0 | 0 | 0
Purpose made charcoal powder coated doors glazed with 6mm clear safety glass
Double door and fanlight, size 1800 x 2720mm high, including ironmongery (D1) | No | 10 | 0 | 0 |  | 0 |  | 0 | 0 | 0
Purpose made charcoal powder coated window walls/shopfronts glazed with 6mm clear safety glass
Window wall 2000 x 10600mm high (SF1) | No | 2 | 0 | 0 |  | 0 |  | 0 | 0 | 0
Window wall 2800 x 6830mm high (SF2) | No | 1 | 0 | 0 |  | 0 |  | 0 | 0 | 0
Window wall 5285 x 3455mm high (SF3) | No | 2 | 0 | 0 |  | 0 |  | 0 | 0 | 0
Window wall L-shaped on plan, size 4055 x 3455mm high overall (SF6) | No | 1 | 0 | 0 |  | 0 |  | 0 | 0 | 0
Window wall L-shaped on plan, size 6945 x 3855mm high overall (SF5) | No | 1 | 0 | 0 |  | 0 |  | 0 | 0 | 0
Window wall L-shaped on plan, size 8635 x 7000mm high overall (SF4) | No | 1 | 0 | 0 |  | 0 |  | 0 | 0 | 0
BILL No. 10
METALWORK
CARRIED TO SUMMARY |  |  |  | 375090 |  | 0 |  | 0 |  | 0
BILL No. 11
PLASTERING
SCREEDS
3:1 Cement plaster screeds steel trowelled on concrete
25mm Thick on floors | m2 | 1066 | 130 | 138580 |  | 0 |  | 0 | 0 | 0
25mm Thick on thresholds, risers, etc. in narrow widths | m2 | 28 | 140 | 3920 |  | 0 |  | 0 | 0 | 0
3:1 Cement plaster screeds with 10% "Coprox" waterproofing additive added to the cement ratio of the mix, steel trowelled smooth on concrete
25mm Thick on thresholds, risers, etc. in narrow widths | m2 | 29 | 140 | 4060 |  | 0 |  | 0 | 0 | 0
Average 40mm thick on floors to falls (walkways and balconies) | m2 | 119 | 210 | 24990 |  | 0 |  | 0 | 0 | 0
Average 60mm thick on roofs or floors to falls and currents | m2 | 45 | 280 | 12600 |  | 0 |  | 0 | 0 | 0
Average 100mm thick on roofs or floors to falls and currents | m2 | 458 | 340 | 155720 |  | 0 |  | 0 | 0 | 0
75 x 75mm Triangular fillet against walls etc | m | 207 | 35 | 7245 |  | 0 |  | 0 | 0 | 0
EXTERNAL PLASTER
On brickwork
Plaster one coat nominal 15mm thick sand-cement plaster finished with a steel float
On walls | m2 | 131 | 120 | 15720 |  | 0 |  | 0 | 0 | 0
Slush surface with plasterkey-cement slurry and plaster one coat nominal 15mm thick sand-cement plaster finished with a steel float
On ceilings | m2 | 194 | 120 | 23280 |  | 0 |  | 0 | 0 | 0
On sloping ceilings | m2 | 19 | 120 | 2280 |  | 0 |  | 0 | 0 | 0
On sloping and stepped edge of stairs | m2 | 14 | 120 | 1680 |  | 0 |  | 0 | 0 | 0
On narrow widths | m2 | 12 | 120 | 1440 |  | 0 |  | 0 | 0 | 0
INTERNAL PLASTER
Two coat plaster with gypsum finish on brickwork
On walls | m2 | 3793 | 120 | 455160 |  | 0 |  | 0 | 0 | 0
On narrow widths | m2 | 49 | 135 | 6615 |  | 0 |  | 0 | 0 | 0
On concrete
Slush surface with plasterkey-cement slurry, plaster one coat nominal 15mm thick sand-cement plaster and finish with semi-hydrate gypsum plaster in two coats applied by steel float
On walls | m2 | 161 | 215 | 34615 |  | 0 |  | 0 | 0 | 0
On columns | m2 | 68 | 215 | 14620 |  | 0 |  | 0 | 0 | 0
On columns flush with brickwork | m2 | 73 | 215 | 15695 |  | 0 |  | 0 | 0 | 0
On beams and slab edges | m2 | 34 | 215 | 7310 |  | 0 |  | 0 | 0 | 0
On ceilings | m2 | 1013 | 215 | 217795 |  | 0 |  | 0 | 0 | 0
On sloping soffit of srairs | m2 | 16 | 215 | 3440 |  | 0 |  | 0 | 0 | 0
On narrow widths | m2 | 1 | 215 | 215 |  | 0 |  | 0 | 0 | 0
CORNER PROTECTORS, DIVIDING STRIPS, ETC
3 x 30mm Flat section brass dividing strip or weather bar | m | 40 | 40 | 1600 |  | 0 |  | 0 | 0 | 0
BILL No. 11
PLASTERING
CARRIED TO SUMMARY |  |  |  | 1148580 |  | 0 |  | 0 |  | 0
BILL No. 12
TILING
WALL TILING
White glazed ceramic tiles fixed adhesive to plaster (plaster elsewhere)
On walls in splashbacks | m2 | 22 | 220 | 4840 |  | 0 |  | 0 | 0 | 0
FLOOR TILING
EXTERNAL TILES
Approved ceramic floor tiles fixed with adhesive to bedding (bedding elsewhere) and pointed with jointing compound
On balconies and walkways | m2 | 119 | 255 | 30345 |  | 0 |  | 0 | 0 | 0
12.24
On risers 170mm high of cut tiles | m | 72 | 80 | 5760 |  | 0 |  | 0 | 0 | 0
19.8
On treads 250mm wide of cut tiles | m | 66 | 90 | 5940 |  | 0 |  | 0 | 0 | 0
INTERNAL TILES
Approved ceramic floor tiles fixed with adhesive to bedding (bedding elsewhere) and pointed with jointing compound
On floors | m2 | 6 | 255 | 1530 |  | 0 |  | 0 | 0 | 0
10.2
On risers 170mm high of cut tiles | m | 60 | 80 | 4800 |  | 0 |  | 0 | 0 | 0
13.25
On treads 250mm wide of cut tiles | m | 53 | 80 | 4240 |  | 0 |  | 0 | 0 | 0
4.6
On top of thresholds 115mm wide of cut tiles | m | 40 | 80 | 3200 |  | 0 |  | 0 | 0 | 0
CORNER PROTECTORS, ETC
Stainless steel straight edge below tread tiles, thresholds or edges | m | 296 | 90 | 26640 |  | 0 |  | 0 | 0 | 0
BILL No. 12
TILING
CARRIED TO SUMMARY |  |  |  | 87295 |  | 0 |  | 0 |  | 0
BILL No. 13
PLUMBING AND DRAINAGE
RAINWATER DISPOSAL
DOWNPIPES, ETC
uPVC pipes
80mm Pipes cast into concrete or built into brickwork | m | 296 | 125 | 37000 |  | 0 |  | 0 | 0 | 0
Extra over uPVC pipes for fittings
80mm Bend | No | 68 | 140 | 9520 |  | 0 |  | 0 | 0 | 0
Cast iron full-flow outlets cast into concrete
80mm "Fullflow" centre bolt 90 degree side outlet connected to 800mm uPVC pipe | No | 34 | 550 | 18700 |  | 0 |  | 0 | 0 | 0
SANITARY FITTINGS
Stainless steel
Single bowl sink and drainage board | No | 4 | 4000 | 16000 |  | 0 |  | 0 | 0 | 0
Vitreous china
Vanity basin | No | 19 | 4000 | 76000 |  | 0 |  | 0 | 0 | 0
Wall hung WC suite comprising white vitreous china wall hung 90 degree washdown pan with double flap seat and concealed cistern complete | No | 22 | 4000 | 88000 |  | 0 |  | 0 | 0 | 0
ALLOWANCES
Allowance for soil drainage | Item | 1 | 60000 | 60000 |  | 0 |  | 0 | 0 | 0
Allowance for waste piping and fittings | Item | 1 | 85000 | 85000 |  | 0 |  | 0 | 0 | 0
Allowance for water piping and fittings | Item | 1 | 80000 | 80000 |  | 0 |  | 0 | 0 | 0
Allowance for hot water generation | Item | 1 | 60000 | 60000 |  | 0 |  | 0 | 0 | 0
BILL No. 13
PLUMBING AND DRAINAGE
CARRIED TO SUMMARY |  |  |  | 530220 |  | 0 |  | 0 |  | 0
BILL No. 14
GLAZING
MIRRORS
6 mm Silvered float glass copper backed mirrors with polished edges holed for and fixed with chromium plated dome capped mirror screws with rubber buffers to plugs in brickwork or concrete
Mirror 450 x 650mm high with four screws | No | 19 | 850 | 16150 |  | 0 |  | 0 | 0 | 0
BILL No. 14
GLAZING
CARRIED TO SUMMARY |  |  |  | 16150 |  | 0 |  | 0 |  | 0
BILL No. 15
PAINTWORK
PAINTWORK ETC TO NEW WORK
ON FLOATED PLASTER
Prepare and stop with Interior Polyfilla, apply one coat X107 PVA Acrylic First Coater and apply two coats Polvin Super Acrylic PVA paint
On internal walls | m2 | 4177 | 85 | 355045 |  | 0 |  | 0 | 0 | 0
On internal ceilings and beams | m2 | 1063 | 95 | 100985 |  | 0 |  | 0 | 0 | 0
Prepare and stop with exterior crackfiller, apply one coat plaster primer and apply two coats Dulux Weatherguard paint for external use
On external walls and projecting columns | m2 | 131 | 85 | 11135 |  | 0 |  | 0 | 0 | 0
On external ceilings and beams | m2 | 239 | 95 | 22705 |  | 0 |  | 0 | 0 | 0
ON PRECAST CONCRETE
Prepare and stop with exterior crackfiller, apply one coat plaster primer and apply two coats Dulux Weatherguard paint for external use
On external copings | m2 | 40 | 95 | 3800 |  | 0 |  | 0 | 0 | 0
ON FIBRE-CEMENT
Prepare and apply one coat X345 Time-Saver Sealer/Undercoat and apply two coats Plascon Velvaglo polyurethane enamel paint
On internal flat cills | m2 | 15 | 80 | 1200 |  | 0 |  | 0 | 0 | 0
ON METAL
Prepare, touch up factory primer, apply one coat Namelcote Zinc Chromate Metal Primer, apply one coat Merit Universal Undercoat and apply two coats Plascon Universal Enamel Gloss Paint
On pressed steel door frames | m2 | 177 | 100 | 17700 |  | 0 |  | 0 | 0 | 0
ON WOOD
Prepare and touch up knots with Spick & Span Patent Knotting, apply one coat Spick & Span Oil Based Wood Primer, stop with Mendall 90, apply one coat of Merit Universal Undercoat and apply one coat of Plascon Universal Enamel Gloss Paint
On doors | m2 | 125 | 95 | 11875 |  | 0 |  | 0 | 0 | 0
Prepare and apply one coat Spick & Span Woodcoat Polyurethane Suede X44 Coating, stop with Spick & Span Wood Stopping and apply two coats of Spick & Span Woodcoat Polyurethane Suede X44 Coating, including sanding between coats
On doors | m2 | 241 | 95 | 22895 |  | 0 |  | 0 | 0 | 0
On skirtings, rails, etc not exceeding 300 mm girth | m | 1037 | 35 | 36295 |  | 0 |  | 0 | 0 | 0
BILL No. 15
PAINTWORK
CARRIED TO SUMMARY |  |  |  | 583635 |  | 0 |  | 0 |  | 0
BILL No. 16
PROVISIONAL SUMS, ETC.
ELECTRICAL INSTALLATION AND RETICULATION
Provide the sum of THOUSAND RAND (R,000.00) for electrical light and power installation, luminaires, telkom installation and lightning protection and reticulation, executed complete | Item | 1 | 2282645 | 2282645 |  | 0 |  | 0 | 0 | 0
Allow for profit on last if required | Item | 1 | 0 | 0 |  | 0 |  | 0 | 0 | 0
Allow for attendance | Item | 1 |  | 0 |  | 0 |  | 0 | 0 | 0
AIR CONDITIONING INSTALLATION
Provide the sum of THOUSAND RAND (R,000.00) for air conditioning installation, executed complete | Item | 1 | 4186741.74 | 4186741.74 |  | 0 |  | 0 | 0 | 0
Allow for profit on last if required | Item | 1 | 0 | 0 |  | 0 |  | 0 | 0 | 0
Allow for attendance | Item | 1 |  | 0 |  | 0 |  | 0 | 0 | 0
PASSENGER LIFT INSTALLATION
Provide the sum of THOUSAND RAND (R,000.00) for a passenger lift installation, executed complete | Item | 1 | 1300000 | 1300000 |  | 0 |  | 0 | 0 | 0
Allow for profit on last if required | Item | 1 | 0 | 0 |  | 0 |  | 0 | 0 | 0
Allow for attendance | Item | 1 |  | 0 |  | 0 |  | 0 | 0 | 0
CABINETS, SHELVING AND VANITY TOPS
Provide the sum of THOUSAND RAND (R000.00) for kitchen cabinets, shelving and tops for basins, executed complete | Item | 1 |  | 0 |  | 0 |  | 0 | 0 | 0
Allow for profit on last if required | Item | 1 | 0 | 0 |  | 0 |  | 0 | 0 | 0
Allow for attendance | Item | 1 |  | 0 |  | 0 |  | 0 | 0 | 0
BALUSTRADING AND HANDRAILS
Provide the sum of THOUSAND RAND (R00.00) for steel balustrading and handrails, executed complete | Item | 0 | 180000 | 0 |  | 0 |  | 0 | 0 | 0
Allow for profit on last if required | Item | 1 | 0 | 0 |  | 0 |  | 0 | 0 | 0
Allow for attendance | Item | 1 |  | 0 |  | 0 |  | 0 | 0 | 0
HORIZONTAL AND VERTICAL SCREENS
0
Provide the sum of THOUSAND RAND (R00.00) for horizontal and vertical screens (area 110m2), executed complete | Item | 0 | 60000 | 0 |  | 0 |  | 0 | 0 | 0
Allow for profit on last if required | Item | 1 | 0 | 0 |  | 0 |  | 0 | 0 | 0
Allow for attendance | Item | 1 |  | 0 |  | 0 |  | 0 | 0 | 0
STRONGROOM DOOR
20000
Provide the sum of THOUSAND RAND (R00.00) for strongroom door, executed complete | Item | 1 | 0 | 0 |  | 0 |  | 0 | 0 | 0
Allow for profit on last if required | Item | 1 | 0 | 0 |  | 0 |  | 0 | 0 | 0
Allow for attendance | Item | 1 |  | 0 |  | 0 |  | 0 | 0 | 0
PILING
Provide the sum of THOUSAND RAND (R00,000.00) for piling installation, executed complete | Item | 1 | 562935 | 562935 |  | 0 |  | 0 | 0 | 0
Allow for profit on last if required | Item | 1 | 0 | 0 |  | 0 |  | 0 | 0 | 0
Allow for attendance | Item | 1 |  | 0 |  | 0 |  | 0 | 0 | 0
EXTERNAL WORK
1600000
Provide the sum of THOUSAND RAND (R00,000.00) for external works, executed complete | Item | 1 | 0 | 0 |  | 0 |  | 0 | 0 | 0
Allow for profit on last if required | Item | 1 | 0 | 0 |  | 0 |  | 0 | 0 | 0
Allow for attendance | Item | 1 |  | 0 |  | 0 |  | 0 | 0 | 0
STEEL STAIRCASE
Provide the sum of THOUSAND RAND (R00,000.00) for steel staircase, executed complete | Item | 1 | 100000 | 100000 |  | 0 |  | 0 | 0 | 0
Allow for profit on last if required | Item | 1 | 0 | 0 |  | 0 |  | 0 | 0 | 0
Allow for attendance | Item | 1 |  | 0 |  | 0 |  | 0 | 0 | 0
PERGOLA
Provide the sum of THOUSAND RAND (R00,000.00) for pergola, executed complete | Item | 1 | 800000 | 800000 |  | 0 |  | 0 | 0 | 0
Allow for profit on last if required | Item | 1 | 0 | 0 |  | 0 |  | 0 | 0 | 0
Allow for attendance | Item | 1 |  | 0 |  | 0 |  | 0 | 0 | 0
LANDSCAPE
1000000
Provide the sum of THOUSAND RAND (R00,000.00) for landscape, executed complete | Item | 1 | 0 | 0 |  | 0 |  | 0 | 0 | 0
Allow for profit on last if required | Item | 1 | 0 | 0 |  | 0 |  | 0 | 0 | 0
Allow for attendance | Item | 1 |  | 0 |  | 0 |  | 0 | 0 | 0
SMOKE DETECTION
Provide the sum of THOUSAND RAND (R00,000.00) for landscape, executed complete | Item | 0 | 80000 | 0 |  | 0 |  | 0 | 0 | 0
Allow for profit on last if required | Item | 1 | 0 | 0 |  | 0 |  | 0 | 0 | 0
Allow for attendance | Item | 1 |  | 0 |  | 0 |  | 0 | 0 | 0
ALUMINIUM SHOPFRONTS
Provide the sum of THOUSAND RAND (R00,000.00) for landscape, executed complete | Item | 0 | 1000000 | 0 |  | 0 |  | 0 | 0 | 0
Allow for profit on last if required | Item | 1 | 0 | 0 |  | 0 |  | 0 | 0 | 0
Allow for attendance | Item | 1 |  | 0 |  | 0 |  | 0 | 0 | 0
LOOSE FURNITURE
Provide the sum of THOUSAND RAND (R00,000.00) for landscape, executed complete | Item | 0 | 120000 | 0 |  | 0 |  | 0 | 0 | 0
Allow for profit on last if required | Item | 1 | 0 | 0 |  | 0 |  | 0 | 0 | 0
Allow for attendance | Item | 1 |  | 0 |  | 0 |  | 0 | 0 | 0
KITCHEN CUPBOARDS
Provide the sum of THOUSAND RAND (R00,000.00) for landscape, executed complete | Item | 0 | 120000 | 0 |  | 0 |  | 0 | 0 | 0
Allow for profit on last if required | Item | 1 | 0 | 0 |  | 0 |  | 0 | 0 | 0
Allow for attendance | Item | 1 |  | 0 |  | 0 |  | 0 | 0 | 0
SIGNAGE
Provide the sum of THOUSAND RAND (R00,000.00) for landscape, executed complete | Item | 0 | 40500 | 0 |  | 0 |  | 0 | 0 | 0
Allow for profit on last if required | Item | 1 | 0 | 0 |  | 0 |  | 0 | 0 | 0
Allow for attendance | Item | 1 |  | 0 |  | 0 |  | 0 | 0 | 0
CEILINGS
Provide the sum of THOUSAND RAND (R00,000.00) for landscape, executed complete | Item | 0 | 250000 | 0 |  | 0 |  | 0 | 0 | 0
Allow for profit on last if required | Item | 1 | 0 | 0 |  | 0 |  | 0 | 0 | 0
Allow for attendance | Item | 1 |  | 0 |  | 0 |  | 0 | 0 | 0
BILL No. 16
PROVISIONAL SUMS, ETC.
CARRIED TO SUMMARY |  |  |  | 9232321.74 |  | 0 |  | 0 |  | 0
TOTAL EXCL VAT |  |  |  | 21163715.44
VAT @ 15% |  |  |  | 3174557.316
TOTAL INCL VAT |  |  |  | 24338272.756

## BoQ
| CONSTRUCTION OF NEW ADMIN BLOCK AT HEIDELBERG CAMPUS | [5 empty] | COMMENTS
|  | UNIT | QUANTITY | RATE | AMOUNT | DIFFS BOQ 2 April 25
| SECTION No. 1 | H1
| PRELIMINARIES AND GENERAL | H1
| BILL No. 1 | H1
Disclaimer While the ASAQS aims to ensure that its publications represent best practice, the ASAQS does not accept or assume any liability or responsibility for any events or consequences which derive from the use of the Preliminaries Model Bill. Such Model Bill is not exhaustive and is therefore only intended to provide general guidance to those who wish to make use of it. This publication is provided "as is" without warranty of any kind, either expressed or implied including but without limitation to warranties of merchantability, fitness for a particular purpose and non-infringement
| BUILDING AGREEMENT AND PRELIMINARIES | H2
The JBCC Principal Building Agreement (Edition 6.2 - May 2018) prepared by the Joint Building Contracts Committee shall be the applicable building agreement, amended as hereinafter described
The JBCC Principal Building Agreement contract data form an integral part of this agreement
The JBCC General Preliminaries (May 2018) published by the Joint Building Contracts Committee for use with the JBCC Principal Building Agreement (Edition 6.2 - May 2018) shall be deemed to be incorporated in these bills of quantities, amended as hereinafter described
The contractor is deemed to have referred to the abovementioned documents for the full intent and meaning of each clause
The clauses in the abovementioned documents are hereinafter referred to by clause number and heading only
Where any item is not relevant to this agreement such item is marked N/A signifying "not applicable"
Where standard clauses or alternatives are not entirely applicable to this agreement such amendments, modifications, corrections or supplements as will apply are given under each relevant clause heading and such amendments, modifications, corrections or supplements shall take precedence notwithstanding anything to the contrary contained in the abovementioned documents
| PREAMBLES FOR TRADES | H2
| User note | H4
The General Preambles for Trades 2017 published by the Association of South African Quantity Surveyors is designed to support and extend the abbreviated descriptions utilised in these bills of quantities by inter alia referring to SANS construction standards. Where such preambles are not applicable (eg where BS or Euro construction standards are applicable or the design consultants provide other preambles/specifications for insertion), users are to ensure that the abbreviated descriptions when read in conjunction with the Standard System of Measuring Building Work (seventh edition) for works within South Africa or the Standard Method of Measuring Building Work for Africa 2015 (first edition) for works elsewhere in Africa, represent the full description by extending the abbreviated bills of quantities descriptions and/or by inserting appropriate preambles or specifications
Note that the text of the Standard System of Measuring Building Work (seventh edition) and that of the Standard Method of Measuring Building Work for Africa 2015 (first edition) is the same
The latest version of the General Preambles for Trades should be referred to should the General Preambles for Trades 2017 be revised in future
The General Preambles for Trades 2017 published by the Association of South African Quantity Surveyors shall be deemed to be incorporated in these bills of quantities and no claims arising from brevity of description of items fully described in the said General Preambles will be entertained
Supplementary preambles and/or specifications are incorporated in these bills of quantities to satisfy the requirements of this project. Such supplementary preambles and/or specifications shall take precedence over the provisions of the General Preambles
The contractor's prices for all items throughout these bills of quantities shall take account of and include where applicable for all of the obligations, requirements and specifications given in the General Preambles and in any supplementary preambles and/or specifications
| STRUCTURE OF THIS PRELIMINARIES BILL | H2
Section A : A recital of the headings of the individual clauses in the aforementioned JBCC Principal Building Agreement
Section B : A recital of the headings of the individual clauses in the aforementioned JBCC General Preliminaries
Section C : Any special clauses to meet the particular circumstances of the project
| PRICING OF PRELIMINARIES | H2
Should the contractor select Option A in the contract data for the adjustment of preliminaries, the amounts entered against the relevant items in these preliminaries are to be divided into one or more of the three categories provided namely fixed (F), value related (V) and time related (T)
| SECTION A: PRINCIPAL BUILDING AGREEMENT | H2
| Interpretation (A1-A7) | H3
| Clause 1.0 - Definitions and interpretation | CONT
| Pricing of bills of quantities | CONT
| The contractor is to allow opposite each item for all costs in connection therewith. All prices to include, unless otherwise stated, for all materials, fabrication, conveyance and delivery, unloading, storing, unpacking, hoisting, labour, setting, fitting and fixing in position, cutting and waste (except where to be measured in accordance with the standard system of measurement), patterns, models and templates, plant, temporary works, returning of packaging, duties, taxes (other than Value Added Tax), imposts, establishment charges, overheads, profit and all other obligations arising out of this agreement. Value Added Tax (VAT) is to be separately stated on the summary page of these bills of quantities | CONT
| Items left unpriced will be deemed to be covered in prices against other items throughout these bills of quantities and no claim for any extras arising out of the contractor's omission to price any item will be entertained | CONT
| Prices for all construction equipment, temporary works, services and other items shall include for the supply, maintenance, operating cost and subsequent removal and making good as necessary | CONT
| Abbreviated descriptions | CONT
| The items in these bills of quantities utilise abbreviated descriptions. It is the intention that the abbreviated descriptions be fully described when read with the applicable measuring system and the relevant preambles and/or specifications. However, should the full intent and meaning of any description not be clear, the contractor shall, before submission of his tender, call for a written directive from the principal agent, failing which it shall be assumed that the contractor has allowed in his pricing for materials and workmanship in terms of international best practice | CONT
| Legal status of contractor | CONT
| If the contractor constitutes a joint venture, consortium or other unincorporated grouping of two or more persons then: | CONT
| 1. These persons are deemed to be jointly and severally liable to the employer for the performance of this agreement | CONT
| 2. These persons shall notify the employer of their leader who has assigned authority to bind the contractor and each of these persons | CONT
| 3. The contractor shall not alter its composition or legal status without the prior written consent of the employer | CONT
| F:............................. V:............................ T:............................ | Item | 1 |  | 0
| Clause 2.0 - Law, regulations and notices | CONT
| Clause 3.0 - Offer and acceptance F:............................. V:............................ T:............................ | Item | 1 |  | 0
| Clause 4.0 - Cession and assignment F:............................. V:............................ T:............................ | Item | 1 |  | 0
| Clause 5.0 - Documents | CONT
| Value Added Tax | CONT
| Provision is made in the summary page of these bills of quantities for the inclusion of Value Added Tax (VAT) | CONT
| Priced document as specification Clause 5.4 is deemed to be deleted | CONT
| The principal agent shall decide which portion of the priced document may be used as a specification of materials and goods or methods, if any | CONT
User note
| Electronic issue of drawings All drawings for this project will be issued electronically and the contractor shall be deemed to have received such drawings on the date that such drawings have been dispatched electronically [5.6] | CONT
| F:............................. V:............................ T:............................ | Item | 1 |  | 0
| Clause 6.0 - Employer's agents | CONT
| Delegated authority may be dealt with in B 5.0 of the contract data. Insert in the contract data "Refer to Bill No. 1 (Preliminaries)" should it be dealt with in Bill No. 1 | CONT
| Delegated authority | CONT
| The authority of the principal agent to issue contract instructions [17.1] and perform duties for specific aspects of the works is delegated to agents as follows [6.2]. This does not preclude the principal agent from issuing such contract instructions: | CONT
| Add delegated authority as may be required for other relevant consultants not listed hereinafter | CONT
| 1. Architect | CONT
| Note that the contract instructions hereinafter are selected from those listed in clause 17.1 of the JBCC PBA | CONT
| 1.1 Duties [6.2] : The architect is responsible for the architectural design, functional design and quality inspection of the works | CONT
| 1.2 Contract instructions [6.2; 17.1] : | CONT
| 1.2.1 Rectification of discrepancies, errors in description or quantity or omission of items in the agreement other than in the JBCC Principal Building Agreement | CONT
| 1.2.2 Alteration to design, standards or quantity of the works provided that such contract instructions shall not substantially change the scope of the works | CONT
| 1.2.3 The site [13.0] | CONT
| 1.2.4 Compliance with the law, regulations and bylaws [2.1] | CONT
| 1.2.5 Provision and testing of samples of materials and goods and/or of finishes and assemblies of elements of the works | CONT
| 1.2.6 Opening up of work for inspection, removal or re-execution [23.2.4; 26.4.2] | CONT
| 1.2.7 Removal or re-execution of work | CONT
| 1.2.8 Removal or substitution of any materials and goods | CONT
| 1.2.9 Protection of the works | CONT
| 1.2.10 Making good physical loss and repairing damage to the works [23.2.2] | CONT
| 1.2.11 Rectification of defects [21.2] | CONT
| 1.2.12 A list for practical completion specifying outstanding or defective work to be rectified to achieve practical completion, a list for completion and a list for final completion specifying outstanding or defective work to be rectified to achieve final completion | CONT
| 1.2.13 Expenditure of budgetary allowances, prime cost amounts and provisional sums | CONT
| 1.2.14 Appointment of a subcontractor [14.0; 15.0] | CONT
| 1.2.15 Work by direct contractors [16.0] | CONT
| 1.2.16 On suspension or termination, protection of the works, removal of construction equipment and surplus materials and goods [29.0] | CONT
| 2. Quantity surveyor | CONT
| 2.1 Duties [6.2] : The quantity surveyor is responsible for all measurements, valuations, financial assessments and all other quantity surveying and cost control functions of the works | CONT
| 2.2 Contract instructions [6.2; 17.1] : | CONT
| 2.2.1 No contract instructions delegated to the quantity surveyor | CONT
| 3. Civil and structural engineer | CONT
| Note that the contract instructions hereinafter are selected from those listed in clause 17.1 of the JBCC PBA | CONT
| 3.1 Duties [6.2] : The civil and structural engineer is responsible for all aspects of civil and structural engineering design and quality inspection of the works | CONT
| 3.2 Contract instructions [6.2; 17.1] : | CONT
| 3.2.1 Rectification of discrepancies, errors in description or quantity or omission of items in the agreement other than in the JBCC Principal Building Agreement | CONT
| 3.2.2 Alteration to design, standards or quantity of the works provided that such contract instructions shall not substantially change the scope of the works | CONT
| 3.2.3 The site [13.0] | CONT
| 3.2.4 Compliance with the law, regulations and bylaws [2.1] | CONT
| 3.2.5 Provision and testing of samples of materials and goods and/or of finishes and assemblies of elements of the works | CONT
| 3.2.6 Opening up of work for inspection, removal or re-execution [23.2.4; 26.4.2] | CONT
| 3.2.7 Removal or re-execution of work | CONT
| 3.2.8 Removal or substitution of any materials and goods | CONT
| 3.2.9 Protection of the works | CONT
| 3.2.10 Making good physical loss and repairing damage to the works [23.2.2] | CONT
| 3.2.11 Rectification of defects [21.2] | CONT
| 3.2.12 A list for practical completion specifying outstanding or defective work to be rectified to achieve practical completion, a list for completion and a list for final completion specifying outstanding or defective work to be rectified to achieve final completion | CONT
| 3.2.13 Expenditure of budgetary allowances, prime cost amounts and provisional sums | CONT
| 4. Mechanical engineer | CONT
| Note that the contract instructions hereinafter are selected from those listed in clause 17.1 of the JBCC PBA | CONT
| 4.1 Duties [6.2] : The mechanical engineer is responsible for all aspects of mechanical engineering design and quality inspection of the works and, where appointed by the employer for quantity surveying services in respect of the mechanical installations, for all measurements, valuations, financial assessments and all other quantity surveying and cost control functions | CONT
| 4.2 Contract instructions [6.2; 17.1] : | CONT
| 4.2.1 Rectification of discrepancies, errors in description or quantity or omission of items in the agreement other than in the JBCC Principal Building Agreement | CONT
| 4.2.2 Alteration to design, standards or quantity of the works provided that such contract instructions shall not substantially change the scope of the works | CONT
| 4.2.3 Compliance with the law, regulations and bylaws [2.1] | CONT
| 4.2.4 Provision and testing of samples of materials and goods and/or of finishes and assemblies of elements of the works | CONT
| 4.2.5 Opening up of work for inspection, removal or re-execution [23.2.4; 26.4.2] | CONT
| 4.2.6 Removal or re-execution of work | CONT
| 4.2.7 Removal or substitution of any materials and goods | CONT
| 4.2.8 Protection of the works | CONT
| 4.2.9 Making good physical loss and repairing damage to the works [23.2.2] | CONT
| 4.2.10 Rectification of defects [21.2] | CONT
| 4.2.11 A list for practical completion specifying outstanding or defective work to be rectified to achieve practical completion, a list for completion and a list for final completion specifying outstanding or defective work to be rectified to achieve final completion | CONT
| 4.2.12 Expenditure of budgetary allowances, prime cost amounts and provisional sums | CONT
| HVAC | H4
SUPERVISOR
| Tenderer to allow for a full time working supervisor during the duration of the contract, who shall have the delegated authority to receive instructions and make decisions regarding the contract. | Item | 1 |  | 0
SITE ESTABLISHMENT
| Tenderers to allow for all costs which may be required in order to place the necessary facilities on site for safe storage and orderly management purposes for the duration of the contract. | Item | 1 |  | 0
REMOVAL OF WASTE
| Tenderer to allow for all costs associated with cleaning the site of all rubbish and waste caused by this contract. | Item | 1 |  | 0
HEALTH AND SAFETY
| Allow for Health, Safety and Environmental in accordance with the Specification. | Item | 1 |  | 0
GENERAL ITEMS
Any additional, items that the Tenderer deems necessary for the successful and total completion of the portion of the work required for this Bill. Specify:
| Out of town allowance, accommodation & travelling | Item | 1 |  | 0
| Construction guarantee | Item | 1 |  | 0
| Protection against damage, hoisting and rigging | Item | 1 |  | 0
| Allow for builders work, drilling and making good of holes through slabs or walls including sleeves. | Item | 1
| Allow for painting of ducting and insulation of the Air conditioning and Ventilation installation as specified to SANS 10173. The surfaces shall be cleaned, primed, undercoated and finished in high quality gloss paint. | Item | 1
| Allow for painting and labelling of equipment as specified. | Item | 1
| Allow for supply and installation of acrylic cloth and painting of foster seal over exposed refrigeration piping (200x80x400)mm | No | 1
| Allow for Commissioning and testing the complete installation as specified. | Item | 1
| Allow for three sets of maintenance and operation manuals, including wiring diagrams, spare part lists as specified. | Item | 1
| Allow for twelve months free maintenance and guarantee. | Item | 1
| Allow for instructing the clients staff in the correct operation of the installation. | Item | 1
| Allow for preparation of "as installed drawings" and printing (3 sets). | No | 1
| Allow for preparation of Workshop drawings and printing (3 sets). | No | 1
| Allow for scaffolding. | Item | 1
| Any items not specifically listed above but required to complete the installation as per the specification and drawings (list the items) | Item | 1
| WET SERVICES | H4
SUPERVISOR
| Tenderer to allow for a full time working supervisor during the duration of the contract, who shall have the delegated authority to receive instructions and make decisions regarding the contract. | Item | 1 |  | 0
SITE ESTABLISHMENT
| Tenderers to allow for all costs which may be required in order to place the necessary facilities on site for safe storage and orderly management purposes for the duration of the contract. | Item | 1 |  | 0
REMOVAL OF WASTE
| Tenderer to allow for all costs associated with cleaning the site of all rubbish and waste caused by this contract. | Item | 1 |  | 0
HEALTH AND SAFETY
| Allow for Health, Safety and Environmental in accordance with the Specification. | Item | 1 |  | 0
GENERAL ITEMS
Any additional, items that the Tenderer deems necessary for the successful and total completion of the portion of the work required for this Bill. Specify:
| Out of town allowance, accommodation & travelling | Item | 1 |  | 0
| SEWER | H4
JOINT TRADES
| Tenderers to allow for all costs which may be required in order to co-ordinate and liaise with the other Trade Contractors, especially with the electrical contractor. | Item | 1 |  | 0
SUPERVISOR
| Tenderer to allow for a full time working supervisor during the duration of the contract, who shall have the delegated authority to receive instructions and make decisions regarding the contract. | Item | 1 |  | 0
SITE ESTABLISHMENT
| Tenderers to allow for all costs which may be required in order to place the necessary facilities on site for safe storage and orderly management purposes for the duration of the contract. | Item | 1 |  | 0
REMOVAL OF WASTE
| Tenderer to allow for all costs associated with cleaning the site of all rubbish and waste caused by this contract. | Item | 1 |  | 0
HEALTH AND SAFETY
| Allow for Health, Safety and Environmental in accordance with the Specification. | Item | 1
| 5. Electrical engineer | CONT
| Note that the contract instructions hereinafter are selected from those listed in clause 17.1 of the JBCC PBA | CONT
| 5.1 Duties [6.2] : The electrical engineer is responsible for all aspects of electrical engineering design and quality inspection of the works and, where appointed by the employer for quantity surveying services in respect of the electrical installations, for all measurements, valuations, financial assessments and all other quantity surveying and cost control functions | CONT
| 5.2 Contract instructions [6.2; 17.1] : | CONT
| 5.2.1 Rectification of discrepancies, errors in description or quantity or omission of items in the agreement other than in the JBCC Principal Building Agreement | CONT
| 5.2.2 Alteration to design, standards or quantity of the works provided that such contract instructions shall not substantially change the scope of the works | CONT
| 5.2.3 Compliance with the law, regulations and bylaws [2.1] | CONT
| 5.2.4 Provision and testing of samples of materials and goods and/or of finishes and assemblies of elements of the works | CONT
| 5.2.5 Opening up of work for inspection, removal or re-execution [23.2.4; 26.4.2] | CONT
| 5.2.6 Removal or re-execution of work | CONT
| 5.2.7 Removal or substitution of any materials and goods | CONT
| 5.2.8 Protection of the works | CONT
| 5.2.9 Making good physical loss and repairing damage to the works [23.2.2] | CONT
| 5.2.10 Rectification of defects [21.2] | CONT
| 5.2.11 A list for practical completion specifying outstanding or defective work to be rectified to achieve practical completion, a list for completion and a list for final completion specifying outstanding or defective work to be rectified to achieve final completion | CONT
| 5.2.12 Expenditure of budgetary allowances, prime cost amounts and provisional sums | CONT
NOTE : The Contractor must not use the Quantities indicated in the Bill to order. These Quantities are merely a guide in order to determine a Contract Value.
| Setting out of works | Sum | 1
| Provide "as built" drawings | Sum | 1
| Additional items that the tenderer wishes to detail in order to complete the contract in good order. No claim will be considered should the tenderer not list such items below. | Sum | 1
| 7. Fire consultant | CONT
| Note that the contract instructions hereinafter are selected from those listed in clause 17.1 of the JBCC PBA | CONT
| 7.1 Duties [6.2] : The fire consultant is responsible for all aspects of rational fire design and quality inspection of the works | CONT
| 7.2 Contract instructions [6.2; 17.1] : | CONT
| 7.2.1 Rectification of discrepancies, errors in description or quantity or omission of items in the agreement other than in the JBCC Principal Building Agreement | CONT
| 7.2.2 Alteration to design, standards or quantity of the works provided that such contract instructions shall not substantially change the scope of the works | CONT
| 7.2.3 Compliance with the law, regulations and bylaws [2.1] | CONT
| 7.2.4 Provision and testing of samples of materials and goods and/or of finishes and assemblies of elements of the works | CONT
| 7.2.5 Opening up of work for inspection, removal or re-execution [23.2.4; 26.4.2] | CONT
| 7.2.6 Removal or re-execution of work | CONT
| 7.2.7 Removal or substitution of any materials and goods | CONT
| 7.2.8 Protection of the works | CONT
| 7.2.9 Making good physical loss and repairing damage to the works [23.2.2] | CONT
| 7.2.10 Rectification of defects [21.2] | CONT
| 7.2.11 A list for practical completion specifying outstanding or defective work to be rectified to achieve practical completion, a list for completion and a list for final completion specifying outstanding or defective work to be rectified to achieve final completion | CONT
| 7.2.12 Expenditure of budgetary allowances, prime cost amounts and provisional sums | CONT
SUPERVISOR
| Tenderer to allow for a full time working supervisor during the duration of the contract, who shall have the delegated authority to receive instructions and make decisions regarding the contract. | Item | 1
SITE ESTABLISHMENT
| Tenderers to allow for all costs which may be required in order to place the necessary facilities on site for safe storage and orderly management purposes for the duration of the contract. | Item | 1
REMOVAL OF WASTE
| Tenderer to allow for all costs associated with cleaning the site of all rubbish and waste caused by this contract. | Item | 1
HEALTH AND SAFETY
| Allow for Health, Safety and Environmental in accordance with the Specification. | Item | 1
GENERAL ITEMS
Any additional, items that the Tenderer deems necessary for the successful and total completion of the portion of the work required for this Bill. Specify:
| Out of town allowance, accommodation & travelling | Item | 1
| 8. Health and safety consultant | CONT
| Insert the following but remove where the consultant is not relevant to this agreement. Edit both the duties and the contract instructions of the consultant in keeping with the wishes of the principal agent | CONT
| 8.1 Duties [6.2] : The health and safety consultant is responsible for all aspects of health and safety of the works. Without derogating from the generality thereof, the health and safety consultant will perform the following specific functions and duties in respect of the health and safety aspects of the works. He shall: | CONT
| 8.1.1 Act as the employer's agent in terms of the Construction Regulations issued in terms of the Occupational Health and Safety Act,1993 as amended | CONT
| 8.1.2 Prepare and update the health and safety specification for the works | CONT
| 8.1.3 Agree with the contractor the health and safety plan for the works | CONT
| 8.1.4 Carry out regular audits to ensure adherence to the safety plan and compliance with the act and regulations | CONT
| 8.1.5 Stop the execution of the works where the agreed specification or plan is not adhered to | CONT
| F:............................. V:............................ T:............................ | Item | 1 |  | 0
| Clause 7.0 - Design responsibility F:............................. V:............................ T:............................ | Item | 1 |  | 0
HEALTH AND SAFETY REQUIREMENTS
Occupational Health and Safety Act 85 of 1993 , other applicable legislation including the Construction Regulations, 2014
| Prepare and Compile Health and Safety plan as per Site Health and Safety Specifications | Once off | 1 |  | 0
| Allow for the preparation of site specific health and safety file including notifying the authorities of the Construction Project | Once off | 1 |  | 0
| Personal protective clothing and equipment (PPE) | Item | 1 |  | 0
| Health and Safety training | No | 3 |  | 0
| Pre-employment, annual and exit medical examination of fitness | Item | 1 |  | 0
| Signage, information display and barricading netting for excavations and laydown areas | Item | 1 |  | 0
| First aid boxes | Once off | 1 |  | 0
| Provision of a full time safety officer (Fully registered with SACPCMP as a CHSO). Allow an amount per month for the duration of the project proposed by the contract. | Per month |  |  | 0
| Fencing and securing of the construction site with a solid diamond mesh fence (with green shade netting over it) to prevent unauthorised entrance | Once off | 1 |  | 0
| Wheely bins for waste and disposal for hazardous biological waste | Once off | 2 |  | 0
| Fire Extinguishers | Once off | 2 |  | 0
| PPE (Gloves, Gogles, Earplugs, dust mask) | Daily |  |  | 0
COMMUNITY LIAISON OFFICER (CLO)
| Make a provision for an allowance Nine Thousand Rands (R 9000.00) of the CLO per month for the duration of the project proposed by the contractor. | Per month |  |  | 0
Insurances and securities (A8-A11)
| Clause 8.0 - Works risk F:............................. V:............................ T:............................ | Item | 1 |  | 0
| Clause 9.0 - Indemnities F:............................. V:............................ T:............................ | Item | 1 |  | 0
| Clause 10.0 - Insurances F:............................. V:............................ T:............................ | Item | 1 |  | 0
| Clause 11.0 - Securities | CONT
| Guarantee for payment | CONT
| The employer shall provide to the contractor a guarantee for payment in the amount of .......................................................Rand (R...........................) [11.5.1]. The contractor shall consequently waive his lien or right of continuing possession of the works [11.10] | CONT
| Extension of waiver of lien | CONT
| The contractor shall ensure that a waiver of lien is included in all subcontracts and that the works executed on the site are kept free of all liens and other encumbrances at all times [11.10] | CONT
| F:............................. V:............................ T:............................ | Item | 1 |  | 0
Execution (A12 - A17)
| Clause 12.0 - Obligations of the parties | CONT
| Office accommodation The contractor shall provide, maintain and remove on practical completion air conditioned office accommodation with suitable tables and chairs for meetings to be held on the site. Such offices shall be kept clean and fit for use at all times [12.2.18] | CONT
| Notice board The contractor shall erect in a position approved by the principal agent, maintain and remove on practical completion a notice board recommended by the South African Institute of Architects and as approved by the principal agent listing the names and logos of the employer, the contractor and the professional consultants. No subcontractor or supplier notice boards may be erected unless permission is granted by the principal agent for such notice boards to be erected [12.2.18] | CONT
| Statutory and other notices | CONT
| The contractor shall submit and/or comply with all statutory and other notices that may be required by any local or other authority in order not to cause any delay to the commencement of the works by the contractor. The contractor shall pay all deposits or fees in this regard | CONT
| It is, however, specifically recorded that the employer shall be responsible for the timeous approval of building plans by any local or other authorities and the payment of any fees or charges related thereto | CONT
| F:............................. V:............................ T:............................ | Item | 1 |  | 0
| Clause 13.0 - Setting out F:............................. V:............................ T:............................ | Item | 1 |  | 0
| Clause 14.0 - Nominated subcontractors | CONT
| F:............................. V:............................ T:............................ | Item | 1 |  | 0
| Clause 15.0 - Selected subcontractors | CONT
| F:............................. V:............................ T:............................ | Item | 1 |  | 0
| Clause 16.0 - Direct contractors Attendance on direct contractors In respect of direct contractors the contractor shall: | CONT
| 1. Designate an area for the direct contractor to establish a temporary office and workshop and storage of equipment and materials | CONT
| 2. Allow the use of personnel welfare facilities, where provided | CONT
| 3. Provide water, lighting and single phase electric power to a position within 50m of the place where the direct contract work is to be carried out, other than fuel or power for commissioning of any installation | CONT
| 4. Permit the direct contractor to use erected scaffolding, hoisting facilities, etc provided by the contractor, in common with others having the like right, while it remains erected on the site [16.1] | CONT
| F:............................. V:............................ T:............................ | Item | 1 |  | 0
| Clause 17.0 - Contract instructions Site instructions Instructions issued on site are to be recorded in a site instruction book which is to be supplied and maintained on site by the contractor | CONT
| F:............................. V:............................ T:............................ | Item | 1 |  | 0
Completion (A18 - A24)
| Clause 18.0 - Interim completion | N/A | 1 |  | 0
| Clause 19.0 - Practical completion F:............................. V:............................ T:............................ | Item | 1 |  | 0
| Clause 20.0 - Completion in sections | CONT
| F:............................. V:............................ T:............................ | Item | 1 |  | 0
| Clause 21.0 - Defects liability period and final completion | CONT
| F:............................. V:............................ T:............................ | Item | 1 |  | 0
| Clause 22.0 - Latent defects liability period F:............................. V:............................ T:............................ | Item | 1 |  | 0
| Clause 23.0 - Revision of the date for practical completion Substitution of materials and goods The removal or substitution of any materials and goods which do not conform to the specification or the contract drawings shall not constitute grounds for the extension of the construction period nor for the adjustment of the contract value [17.1.8; 23.1 & 2] | CONT
| F:............................. V:............................ T:............................ | Item | 1 |  | 0
| Clause 24.0 - Penalty for late or non-completion F:...................... V:............................ T:...................... | Item | 1 |  | 0
Payment (A25 - A27)
| Clause 25.0 - Payment | CONT
| Prices submitted Where prices are submitted by the contractor or subcontractor during the progress of the works in respect of contract instructions or in regard to a claim under the terms of this agreement and notwithstanding the fact that such prices may be used in an interim payment certificate, there is to be no presumption of acceptance. Should the principal agent wish to accept any such prices prior to the issue of the certificate of final completion, it shall be in writing | CONT
| F:............................. V:............................ T:............................ | Item | 1 |  | 0
| Clause 26.0 - Adjustment of the contract value and final account | CONT
| Tenant installation/user requirements delayed There is a possibility that certain works related to tenant installation/user requirements may have to be delayed and may consequently not be executed prior to practical completion | CONT
| Should the contractor be instructed to do so he shall execute this work under the conditions pertaining to this agreement on the basis that a separate amount for preliminaries appurtenant to this work (if applicable) is agreed to between the contractor and the principal agent and on condition that instruction to proceed with such work is given to him within a period of three (3) calendar months after the date of practical completion of the works | CONT
| The employer reserves the right to omit such work without compensation to the contractor for loss of profit or any other loss which the contractor may suffer as a result of such omission | CONT
| Cost of claims All costs incurred by the contractor in the preparation of claims shall be borne by the contractor. This provision shall not preclude an adjudicator or an arbitrator appointed in terms of this agreement [30.6 & 7] from making a determination on costs | CONT
| Claims from subcontractors The contractor shall review, assess and adjudicate any claims received by him from any subcontractor and thereafter submit same to the principal agent with a recommendation in order to assist the principal agent in adjudicating the claim [26.6] | CONT
| F:............................. V:............................ T:............................ | Item | 1 |  | 0
| Clause 27.0 - Recovery of expense and/or loss F:............................. V:............................ T:............................ | Item | 1 |  | 0
Suspension and termination (A28 - A29)
| Clause 28.0 - Suspension by the contractor | CONT
| F:............................. V:............................ T:............................ | Item | 1 |  | 0
| Clause 29.0 - Termination | CONT
| F:............................. V:............................ T:............................ | Item | 1 |  | 0
Dispute resolution (A30)
| Clause 30.0 - Dispute resolution F:............................. V:............................ T:............................ | Item | 1 |  | 0
| Agreement | CONT
| The required information of the parties and the amount of the contract sum shall be inserted in the agreement for signature of the agreement by the parties F:............................. V:............................ T:............................ | Item | 1 |  | 0
| Contract data | CONT
| Tenderer's selections | CONT
| Before submission of his tender the contractor is to complete the tenderer's selections in the contract data | CONT
| F:............................. V:............................ T:............................ | Item | 1 |  | 0
SECTION B: GENERAL PRELIMINARIES
| Should it be necessary to expand on any of the General Preliminaries clauses, the user should list the appropriate General Preliminary clause number and heading and insert the relevant provision under a suitable heading in bold as may be necessary | Item | 1 |  | 0
Definitions and interpretation (B1)
| Clause 1.1 - Definitions F:............................. V:............................ T:............................ | Item | 1 |  | 0
| Clause 1.2 - Interpretation F:............................. V:............................ T:............................ | Item | 1 |  | 0
Documents (B2)
| Clause 2.1 - Checking of documents F:............................. V:............................ T:............................ | Item | 1 |  | 0
| Clause 2.2 - Provisional bills of quantities | CONT
| Multiple procurement These bills of quantities are in multiple procurement format ie the "wet trades" - earthworks, concrete, formwork and reinforcement, precast concrete, masonry, waterproofing and sub-surface drainage - are provisionally (fully) measured and the subsequent trades are budgetary allowances and/or provisional sums F:............................. V:............................ T:............................ | Item | 1 |  | 0
| Clause 2.3 - Availability of construction information | CONT
| F:............................. V:............................ T:............................ | Item | 1 |  | 0
| Clause 2.4 - Ordering of materials and goods F:............................. V:............................ T:............................ | Item | 1 |  | 0
Previous work and adjoining properties (B3)
| Clause 3.1 - Previous work - dimensional accuracy F:............................. V:............................ T:............................ | Item | 1 |  | 0
| Clause 3.2 - Previous work - defects F:............................. V:............................ T:............................ | Item | 1 |  | 0
| Clause 3.3 - Inspection of adjoining properties F:............................. V:............................ T:............................ | Item | 1 |  | 0
The site (B4)
| Clause 4.1 - Handover of site in stages F:............................. V:............................ T:............................ | Item | 1 |  | 0
| Clause 4.2 - Enclosure of the works | Item | 1 |  | 0
Hoarding requirements, other than already described in clause 4.2, in the contract data or drawings
| F:............................. V:............................ T:............................ | CONT
| Clause 4.3 - Geotechnical and other investigations F:............................. V:............................ T:............................ | Item | 1 |  | 0
| Clause 4.4 - Encroachments F:............................. V:............................ T:............................ | Item | 1 |  | 0
| Clause 4.5 - Existing premises occupied F:............................. V:............................ T:............................ | Item | 1 |  | 0
| Clause 4.6 - Services - known F:............................. V:............................ T:............................ | Item | 1 |  | 0
Management of contract (B5)
| Clause 5.1 - Management of the works F:............................. V:............................ T:............................ | Item | 1 |  | 0
| Clause 5.2 - Progress meetings F:............................. V:............................ T:............................ | Item | 1 |  | 0
| Clause 5.3 - Technical meetings F:............................. V:............................ T:............................ | Item | 1 |  | 0
Samples, shop drawings and manufacturer's instructions (B6)
| Clause 6.1 - Samples of materials F:............................. V:............................ T:........................... | Item | 1 |  | 0
| Clause 6.2 - Workmanship samples F:............................. V:............................ T:............................ | Item | 1 |  | 0
| Clause 6.3 - Shop drawings F:............................. V:............................ T:............................ | Item | 1 |  | 0
| Clause 6.4 - Compliance with manufacturer's instructions F:............................. V:............................ T:............................ | Item | 1 |  | 0
Deposits and fees (B7)
| Clause 7.1 - Deposits and fees F:.......................... V:........................... T:......................... | Item | 1 |  | 0
Temporary services (B8)
| Clause 8.1 - Water F:............................. V:............................ T:............................ | Item | 1 |  | 0
| Clause 8.2 - Electricity F:............................. V:............................ T:............................ | Item | 1 |  | 0
| Clause 8.3 - Ablution and welfare facilities F:............................. V:............................ T:............................ | Item | 1 |  | 0
| Clause 8.4 - Communication facilities F:............................. V:............................ T:............................ | Item | 1 |  | 0
Prime cost amounts (B9)
| Clause 9.1 - Responsibility for prime cost amounts | CONT
| Where details of materials for which prime cost amounts are to be allowed are readily available, the quantity surveyor may elect to insert the relevant prime cost amounts in measured items, which measured items shall contain sufficient detail for the contractor to price for fixing and installation, waste, etc F:............................. V:............................ T:............................ | Item | 1 |  | 0
Attendance on subcontractors (B10)
| Clause 10.1 - General attendance F:............................. V:............................ T:............................ | Item | 1 |  | 0
| Clause 10.2 - Special attendance | CONT
| F:............................. V:............................ T:............................ | Item | 1 |  | 0
General (B11)
| Clause 11.1 - Protection of the works F:............................. V:............................ T:............................ | Item | 1 |  | 0
| Clause 11.2 - Protection/isolation of existing works and works occupied in sections F:............................. V:............................ T:............................ | Item | 1 |  | 0
| Clause 11.3 - Security of the works F:............................. V:............................ T:............................ | Item | 1 |  | 0
| Clause 11.4 - Notice before covering work F:............................. V:............................ T:............................ | Item | 1 |  | 0
| Clause 11.5 - Disturbance | CONT
| The following clause may be used should "disturbance" [11.5] need to be extended | CONT
| Disturbance All work is to be carried out in such a manner as to cause no unacceptable or unreasonable dust, noise, vibrations, nuisance, inconvenience, annoyance and the like to the public, others, other properties and traffic in so far as they exceed the permissible limitations set by government legislation or by the local authority. Any delays, stoppages and the like arising from or in order to comply with the above will not constitute grounds for an adjustment to the construction period or contract value whatsoeverF:........................ V:.........................T:......................... | Item | 1 |  | 0
| Clause 11.6 - Environmental disturbance | CONT
| Controlling all forms of pollution The contractor shall be responsible for and take all precautions in controlling by whatever means necessary all forms of pollution emanating from the site during the construction period due inter alia to noise, artificial light, wind-blown sand, dust, deposits of mud, etc | CONT
| The contractor is to ensure that all roads which border the site and are used by the contractor during the execution of the works are kept clean and free of any dirt or debris caused by the execution of the works | CONT
| Environmental management plan The employer has prepared an environmental management plan (EMP). The contractor shall price opposite this item for compliance with all the requirements of such EMP F:........................ V:.........................T:......................... | Item | 1 |  | 0
| Clause 11.7 - Works cleaning and clearing F:............................. V:............................ T:............................ | Item | 1 |  | 0
| Clause 11.8 - Vermin F:............................. V:............................ T:............................ | Item | 1 |  | 0
| Clause 11.9 - Overhand work F:............................. V:............................ T:............................ | Item | 1 |  | 0
| Clause 11.10 - Tenant installations F:............................. V:............................ T:............................ | Item | 1 |  | 0
| Clause 11.11 - Advertising F:............................. V:............................ T:............................ | Item | 1 |  | 0
SECTION C: SPECIFIC PRELIMINARIES
| Warranties for materials and workmanship Where warranties for materials and/or workmanship are called for, the contractor shall obtain a written warranty, addressed to the employer, from the entity supplying the materials and/or executing the work and shall deliver same to the principal agent on final completion of the contract | CONT
| The warranty shall state that workmanship, materials and installation are warranted for a specific period from the date of practical completion and that any defects that may arise during the specified period shall be made good at the expense of the entity supplying the materials and/or doing the work, upon written notice to do so | CONT
| The warranty will not be enforced if the work is damaged by defects in the execution of the works, in which case the responsibility for replacement shall rest entirely with the contractor F:............................. V:............................ T:............................ | Item | 1 |  | 0
| Overtime Should overtime be required to be worked for any reason whatsoever, the cost of such overtime is to be borne by the contractor unless the principal agent has specifically authorised, prior to execution thereof, that costs for such overtime are to be borne by the employer F:........................ V:.........................T:......................... | Item | 1 |  | 0
| Cooperation of the contractor for cost management It is specifically agreed that the contractor accepts the obligation of assisting the principal agent in implementing proper cost management. The contractor will be advised by the principal agent of all cost management procedures which will be implemented to ensure that the contract value does not exceed the budget F:........................ V:.........................T:......................... | Item | 1 |  | 0
| Overloading The contractor shall take all necessary steps to ensure that no damage occurs due to overloading of any portion of the works or temporary works eg scaffolding, etc. The contractor shall submit details of his proposed loading, storage, plant erection, etc to the principal agent for approval prior to proceeding with such loading, storing or erecting and shall comply with and pay for the principal agent's requirements in connection with the provision of temporary support work, etc. Any damage caused to the works by overloading shall be made good by the contractor at his sole expense F:........................ V:.........................T:......................... | Item | 1 |  | 0
| Propping of floors below The contractor is advised that propping of floors below may be required if he wishes to use any areas of completed suspended reinforced concrete slabs for vehicle access, storage of materials and goods and location of plant, scaffolding, etc. The location of these areas and any necessary propping shall be approved by the principal agent and the cost thereof shall be borne by the contractor F:........................ V:.........................T:......................... | Item | 1 |  | 0
| Testing of flat roof waterproofing for watertightness Flat roof waterproof areas shall be flooded and kept "ponded" for at least forty eight (48) hours as a test to ensure the watertightness of the waterproofing and before any further construction work is carried out above the waterproofing F:........................ V:.........................T:......................... | Item | 1 |  | 0
| Health and safety | CONT
| Without limiting the generality of the provisions of clause 2.0, the contractor's attention is drawn to the provisions of the Construction Regulations issued in terms of the Occupational Health and Safety Act, 1993 as amended. It is specifically stated that the employer shall prepare a documented health and safety specification for the works and that the employer shall ensure that the contractor has made provision for the cost of health and safety measures during the execution of the works. The contractor shall price opposite this item for compliance with the act and the regulations and the reasonable provisions of the aforementioned health and safety specification [2.1] | CONT
| Health and safety Without limiting the generality of the provisions of clause 2.0, the contractor's attention is drawn to the provisions of the Construction Regulations issued in terms of the Occupational Health and Safety Act, 1993 as amended. It is specifically stated that the employer shall prepare a documented health and safety specification for the works and that the employer shall ensure that the contractor has made provision for the cost of health and safety measures during the execution of the works. The contractor shall price opposite this item for compliance with the act and the regulations and the provisions of the aforementioned health and safety specification [2.1] | CONT
| The contractor shall: 1. Comply with the health and safety specification for the works 2. Prepare and agree with the health and safety consultant the health and safety plan for the works 3. Cooperate with the health and safety consultant in all respects 4. Manage the compliance of all subcontractors with the regulations and with the health and safety plan and specification 5. Conform to the conditions contained in the employer's health and safety specification | CONT
| F:............................. V:............................ T:............................ | Item | 1 |  | 0
| Green star building certification F:........................ V:.........................T:......................... | Item | 1 |  | 0
| Broad based black economic empowerment (BBBEE) Tenders submitted will be evaluated taking into account their empowerment rating The employer will be monitoring the broad based black economic empowerment (BBBEE) status of the contractor throughout the execution of the works | CONT
| The contractor is to submit to the principal agent on an annual basis a schedule of spend, split into vendors engaged as subcontractors and suppliers indicating their BBBEE rating including proof of the said rating F:........................ V:.........................T:......................... | Item | 1 |  | 0
| Advertising rights The employer may elect to contract with advertising agencies for the erection of advertising hoardings, banners, wraps or the like for the duration of the contract. The contractor shall not prevent such an arrangement and will assist in the facilitation of same. The position and type of advertising structure to be agreed with the principal agent so as not to hinder the contractor in meeting his obligations under this agreement F:........................ V:.........................T:......................... | Item | 1 |  | 0
| Confidentiality The contractor undertakes to maintain in confidence any and all information regarding this project and shall obtain appropriate similar undertakings from all subcontractors and suppliers. Such information shall not be used in any way except in connection with the execution of the works No information regarding this project shall be published or disclosed without the prior written consent of the employer F:........................ V:.........................T:......................... | Item | 1 |  | 0
| Media releases All rights of publication of articles in the media, together with any advertising relating thereto or in any way connected with this project, shall vest with the employer The contractor together with his subcontractors shall not, without the prior written consent of the employer, cause any statement or advertisement connected with this project to be printed, screened or aired by the media F:........................ V:.........................T:......................... | Item | 1 |  | 0
SUMMARY OF CATEGORIES
Category : Fixed R........................................ Category : Value R........................................ Category : Time R........................................
| TOTAL SECTION NO.1 - BILL NO.1 - PRELIMINARIES |  |  |  | 0
SECTION NO. 2
BILL No. 1
EARTHWORKS
EXCAVATION, FILLING, ETC
For preambles see "Model Preambles for Trades (2008 Edition)" and Supplementary preambles as specified in the Trades.
| SUPPLEMENTARY PREAMBLES | H2
| Nature of ground | H4
The nature of the ground is assumed to be sandy weathered granite, therefore "earth", but possibly interspersed with "hard rock"
| Excavation for working space in rock | H4
Notwithstanding clause 11 page 8 of the Standard System of Measuring Building Work, excavation for working space in rock will be measured in cubic metres to the extent executed and given as "extra over" bulk excavation or trench and hole excavation as the case may be
| Carting away of excavated material | H4
Descriptions of carting away of excavated material shall be deemed to include loading excavated material onto trucks directly from the excavations or, alternatively, from stock piles situated on the building site
| Filling | H4
Notwithstanding the reference to prescribed multiple handling in clause 1 page 6 of the Standard System of Measuring Building Work, prices for filling and backfilling shall include for all selection and any multiple handling of material
| Soil poisoning | H4
Ant and weed poisoning will be applied in accordance to SABS specifications by Registered and Approved Specialists who will issue a five (5) year guarantee. The contractor will only be paid for this items once they have produced the said cerfificate to the Principal Agent
| SITE CLEARANCE, ETC. | H2
| Site clearance | H3
1 | Digging up and removing rubbish, debris, vegetation, hedges, shrubs and trees not exceeding 200mm girth, bush, etc. | m2 | 868 |  | 0
Excavation not exceeding 2 m in earth below natural, filled and compacted, or reduced ground level, for :
2 | Trenches | m3 | 118 |  | 0
| Extra over all excavations for carting away | H4
3 | Surplus material from excavations and/or stock piles on site to a dumping site to be located by the contractor within 20km from the building site | m3 | 48 |  | 0
Risk of collapse of excavations
4 | Sides of trench and hole excavations not exceeding 1,5m deep | m2 | 392 |  | 0
Keeping excavations free of water
5 | Keeping excavations free of all water other than subterranean water | Item | 1 |  | 0
Earth filling obtained from the excavations and/or prescribed stock piles on site compacted to 90% Mod AASHTO density
6 | Backfilling to trenches, holes, etc | m3 | 69 |  | 0
| Prescribed density tests on filling | H4
7 | Modified AASHTO Density test | No | 10 |  | 0
| SOIL POISONING | H4
Soil insecticide
8 | To bottoms and sides of trenches, bases, etc. | m2 | 553 |  | 0
9 | Under floors etc including forming and poisoning shallow furrows against foundation walls etc, filling in furrows and ramming | m2 | 428 |  | 0
BILL No. 1
EARTHWORKS
| CARRIED TO SUMMARY OF SECTION No.2 |  |  |  | 0
SECTION No.2
BILL No. 2
CONCRETE, FORMWORK AND REINFORCEMENT
For preambles see "Model Preambles for Trades (2008 Edition)" and Supplementary preambles as specified in the Trades.
| SUPPLEMENTARY PREAMBLES | H2
| Cost of tests | H4
The costs of making, storing and testing of concrete test cubes as required under clause 7 "Tests" of SABS 1200 G shall include the cost of providing cube moulds necessary for the purpose, for testing costs and for submitting reports on the tests to the architect. The testing shall be undertaken by an independent firm or institution nominated by the contractor and to the approval of the architect. (Test cubes are measured separately)
Breeze concrete shall consist of twelve parts clean dry furnace ash, free from coal or other foreign matter, to one part cement (12:1), the ash graded up to particles which will pass a 16,5mm ring from a minimum which fails to pass a 4,75mm mesh. The finer materials from the screening are to be first mixed with the cement into a mortar and the ash added afterwards and thoroughly incorporated
| Formwork | H4
Description of formwork shall be deemed to include use and waste only (except where described as "left in" or "permanent"), for fitting together in the required forms, wedging, plumbing and fixing to true angles and surfaces as necessary to ensure easy release during stripping and for reconditioning as necessary before re-use
The vertical strutting shall be carried down to such construction as is sufficiently strong to afford the required support without damage and shall remain in position until the newly constructed work is able to support itself
Formworks to soffits of solid slabs etc shall be deemed to be slabs not exceeding 250mm thick unless otherwise described
Formwork to soffits of slabs, beams, etc shall be deemed to be propped up exceeding 1,5m and not exceeding 3,5m high unless otherwise described
Formwork to sides of bases, pile caps, ground beams, etc will only be measured where it is prescribed by the engineer for design reasons. Formwork necessitated by irregularity or collapse of excavated faces will not be measured and the cost thereof shall be deemed to be included in the allowance for taking the risk of collapse of the sides of the excavations, provision for which is made in "Earthworks"
UNREINFORCED CONCRETE
| 25MPa/19mm concrete | H4
1 | Apron paving cast in panels | m3 | 13 |  | 0
| REINFORCED CONCRETE CAST AGAINST EXCAVATED SURFACES | H3
| 30MPa/19mm concrete | H4
2 | Strip foundations | m3 | 48 |  | 0
REINFORCED CONCRETE
30MPa/19mm concrete
3 | Surface beds cast in panels on waterproofing | m3 | 43 |  | 0
4 | Walls | m3 | 32 |  | 0 | 492
5 | Lift shaft walls | m3 | 22 |  | 0
6 | Columns | m3 | 46 |  | 0
7 | Slabs including beams and inverted beams | m3 | 351 |  | 0
8 | Slab over lift shaft | m3 | 1 |  | 0
9 | Cantilever slabs | m3 | 20 |  | 0
10 | Isolated beams | m3 | 1 |  | 0
11 | Stairs and landings | m3 | 14 |  | 0
REINFORCED CONCRETE
40MPa/19mm concrete
12 | Pile grouting | m3 | 5 |  | 0
| TEST BLOCKS | H4
13 | Making and testing 150 x 150 x 150mm concrete strength test cube | No | 88 |  | 0
| CONCRETE SUNDRIES | H4
14 | Finishing top surfaces of concrete smooth with a wood float | m2 | 990 |  | 0
15 | Apron paving to falls | m2 | 128 |  | 0
| ROUGH FORMWORK (DEGREE OF ACCURACY II) | H3
| Rough formwork to sides | H4
16 | Walls with total height exceeding 3,5m and not exceeding 5m above bearing level | m2 | 85 |  | 0
17 | Outer surface of lift shaft walls with total height not exceeding 3,5m above bearing level | m2 | 10 |  | 0
18 | Outer surface of lift shaft walls with total height exceeding 3,5m and not exceeding 5,0m above bearing level | m2 | 115 |  | 0
19 | Inner surface of lift shaft walls with total height not exceeding 3,5m above bearing level | m2 | 8 |  | 0
20 | Inner surface of lift shaft walls with total height exceeding 3,5m and not exceeding 5m above bearing level | m2 | 93 |  | 0
21 | Rectangular columns with total height not exceeding 3,5m above bearing level | m2 | 313 |  | 0
22 | Rectangular columns with total height exceeding 3,5m and not exceeding 5m above bearing level | m2 | 190 |  | 0
23 | Square columns with total height not exceeding 3,5m above bearing level | m2 | 24 |  | 0
24 | Square columns with total height exceeding 3,5m and not exceeding 5m above bearing level | m2 | 35 |  | 0
25 | Edge of slabs | m2 | 4 |  | 0
26 | Inverted beams | m2 | 66 |  | 0
27 | Inverted beams above concrete | m2 | 79 |  | 0
28 | Edges, risers, ends and reveals not exceeding 300mm high or wide | m | 258 |  | 0
29 | Edges of apron paving not exceeding 300mm high or wide | m | 118 |  | 0
30 | Risers of stairs not exceeding 300mm high or wide | m | 132 |  | 0
31 | Step in soffit of slabs not exceeding 300mm high | m | 15 |  | 0
32 | Sloping and stepped outer edges of stairs 350mm high extreme | m | 63 |  | 0
33 | Formwork to form door opening size 1050mm wide x 2210mm high through 230mm thick wall | No | 3 |  | 0
34 | Rough formwork to soffits
35 | Slabs not exceeding 250mm thick propped up exceeding 3,5m and not exceeding 5m high | m2 | 554 |  | 0
36 | Slabs exceeding 250mm and not exceeding 500mm thick propped up exceeding 1,5m and not exceeding 3,5m high | m2 | 60 |  | 0
37 | Slabs exceeding 250mm and not exceeding 500mm thick propped up exceeding 3,5m and not exceeding 5m high | m2 | 538 |  | 0
38 | Slabs exceeding 250mm and not exceeding 500mm thick propped up exceeding 10m and not exceeding 12,5m high | m2 | 30 |  | 0
39 | Slab over lift shaft exceeding 250mmand not exceeding 500mm thick propped up over shaft 12,64m high | m2 | 4 |  | 0
40 | Cantilever walkway or balcony slabs not exceeding 250mm thick propped up exceeding 7,5m and not exceeding 10m high | m2 | 14 |  | 0
41 | Cantilever walkway or balcony slabs exceeding 250mm and not exceeding 500mm thick propped up exceeding 3,5m and not exceeding 5m high | m2 | 67 |  | 0
42 | Sloping soffit of stairs | m2 | 34 |  | 0
43 | Landings of stairs | m2 | 13 |  | 0
44 | Rough formwork to sides and soffits
45 | Beams propped up exceeding 1,5m and not exceeding 3,5m high | m2 | 489 |  | 0
46 | Isolated beams propped up exceeding 1,5m and not exceeding 3,5m high | m2 | 6 |  | 0
| SMOOTH FORMWORK (DEGREE OF ACCURACY I) | H3
| Smooth formwork to sides | H4
47 | Walls with total height exceeding 3,5m and not exceeding 5m above bearing level | m2 | 127 |  | 0
| MOVEMENT JOINTS ETC | H3
| Expansion joints with 12mm polystyrene between vertical surfaces | H4
48 | 12mm Joints not exceeding 300mm high between concrete and brick surfaces | m | 361 |  | 0
| Saw cut joints | H4
49 | 6 x 30mm Saw cut joints in top of concrete | m | 125 |  | 0
| REINFORCEMENT | H3
| High tensile steel reinforcement to structural concrete work | H4
50 | 8mm-24mm Diameter bars | t | 59.19 |  | 0 | 121.54 | Kg/m³ Concrete
Fabric reinforcement
51 | Type 193 fabric reinforcement in surface beds | m2 | 428 |  | 0
BILL No. 2
CONCRETE, FORMWORK AND REINFORCEMENT
| CARRIED TO SUMMARY OF SECTION No.2 |  |  |  | 0
SECTION No.2
BILL No. 3
MASONRY
For preambles see "Model Preambles for Trades (2008 Edition)" and Supplementary
preambles as specified in the Trades
| SUPPLEMENTARY PREAMBLES | H2
| BRICKWORK | H2
| Sizes in descriptions | H4
Where sizes in descriptions are given in brick units, "one brick"
shall represent the length and "half brick" the width of a brick
| Linings to concrete | H4
Descriptions of linings to concrete, unless otherwise described,shall be deemed
to include wire ties
| Hollow walls etc | H4
Descriptions of hollow walls shall be deemed to include wire ties and leaving every fifth
perpend of the bottom course of the external skin open as a weep hole
| Reinforced brick lintels | H4
Lintels shall bear at least 160mm onto adjacent walling. Where such bearing cannot be
obtained due to the proximity of adjacent openings the lintel shall be continuous
| Face bricks | H4
Bricks shall be ordered timeously to obtain uniformity in size and colour
| Pointing | H4
Descriptions of recessed pointing to fair face brickwork and face brickwork shall be
deemed to include square recessed, hollow recessed, weathered pointing, etc
FOUNDATIONS (PROVISIONAL)
| Brickwork of NFX bricks (14 MPa nominal compressive strength) in class I mortar | H4
1 | One brick wall | m2 | 113 |  | 0
2 | 300mm Hollow wall of two half brick skins with 100mm cavity filled solid with concrete | m2 | 7 |  | 0
| Brickwork reinforcement | H4
3 | 75mm Wide reinforcement built in horizontally | m | 81 |  | 0
4 | 150mm Wide reinforcement built in horizontally | m | 662 |  | 0
Galvanised hoop iron cramps, ties, etc
5 | 40 x 1,6mm Wall tie 550mm long with one end shot pinned to concrete and other end built into brickwork | No | 192 |  | 0
FACE BRICKWORK
Facings in 222 x 106 x 73mm autumn wheat Travertine Face Brick pointed with recessed horizontal and flush vertical joints.
6 | Extra over brickwork for face brickwork | m2 | 35 |  | 0
| SUPERSTRUCTURE | H3
| Brickwork of NFX bricks (14 MPa nominal compressive strength) in class I cement mortar | H4
7 | Half brick wall | m2 | 57 |  | 0
8 | Half brick linings to concrete | m2 | 191 |  | 0
9 | One brick wall | m2 | 1968 |  | 0
10 | One parapet wall | m2 | 91 |  | 0
11 | 300mm Hollow wall of two half brick skins with 100mm cavity filled solid with concrete | m2 | 48 |  | 0
| BRICKWORK SUNDRIES | H3
| Brickwork reinforcement | H4
12 | 75mm Wide reinforcement built in horizontally | m | 678 |  | 0
13 | 150mm Wide reinforcement built in horizontally | m | 5438 |  | 0
| Prestressed fabricated lintels | H4
14 | 115 x 75mm Lintels in lengths not exceeding 3m | m | 320 |  | 0
15 | 115 x 75mm Lintels in lengths exceeding 3m and not exceeding 4,5m | m | 38 |  | 0
| Turning pieces | H4
16 | 115mm Wide turning piece to lintels etc | m | 107 |  | 0
| Galvanised hoop iron cramps, ties, etc | H4
17 | 40 x 1,6mm Wall tie 550mm long with one end shot pinned to concrete and other end built into brickwork | No | 1624 |  | 0
FACE BRICKWORK
EXTERNAL FACE BRICKWORK
Facings in 222 x 106 x 73mm autumn wheat Travertine Face Brick pointed with recessed horizontal and flush vertical joints.
18 | Extra over brickwork for face brickwork | m2 | 1104 |  | 0
19 | Face brick-on-edge header course lintel 115mm high 115mm wide, pointed on front and soffit | m | 107 |  | 0
20 | Cut face brick-on-edge external window cill, 180mm wide, set sloping and slightly projecting in cement mortar and pointed on top, front edge and projecting soffit including all necessary fair raking cutting to facings under and fair and fitted ends | m | 91 |  | 0
NUTEC-CEMENT/FIBRE-CEMENT WINDOW SILLS
Natural grey sills in single lengths bedded in class I mortar including metal fixing lugs etc
21 | 15 x 150mm Wide sills set flat and slightly projecting | m | 99 |  | 0
PRECAST CONCRETE
Precast concrete finished smooth on exposed surfaces including erecting in position
22 | Coping 300mm wide horizontal to top of parapet walls | m | 101 |  | 0
BILL No. 3
MASONRY
| CARRIED TO SUMMARY OF SECTION No.2 |  |  |  | 0
SECTION No.2
BILL No. 4
WATERPROOFING
For preambles see "Model Preambles for Trades (2008 Edition)" and Supplementary
preambles as specified in the Trades.
DAMP-PROOFING OF WALLS AND FLOORS
One layer of 375 micron approved embossed damp proof course
1 | In walls | m2 | 161 |  | 0
One layer of 250 micron approved waterproof sheeting sealed at laps with pressure sensitive tape
2 | Under surface beds | m2 | 464 |  | 0
WATERPROOFING TO ROOFS, ETC
4mm "Derbigum SP4" fully bonded duel reinforced waterproofing membrane laid by torch-on fusion, including bending up or down at walls and beams
3 | On screeded flat roofs | m2 | 503 |  | 0
4 | Flashing strip 150mm girth at edge of beams- or slabs including sealing with mastic | m | 44 |  | 0
5 | Flashing strip 150mm girth at turn-ups including sealing top edge with mastic | m | 207 |  | 0
6 | Additional membrane at 100mm diameter outlet | No | 22 |  | 0
Insulation layer
7 | 70mm Thick Isoboard extruded polystyrene insulation laid on waterproofing membrane | m2 | 458 |  | 0
Protective layers
8 | Approved water permeable filter fabric sheeting laid on top of insulation layer | m2 | 458 |  | 0
9 | 50mm Thick layer of 25mm selected washed stone chips laid on filter fabric layer | m2 | 458 |  | 0
Two coats "Silvakote" bituminous aluminium paint
10 | On waterproofing to roofs | m2 | 45 |  | 0
JOINT SEALANTS ETC
Approved clear silicone sealing compound including backing cord, bond breaker, primer, etc
11 | 6 x 30mm In saw cut joints | m | 125 |  | 0
"Sika Pro 30" clear silicone sealing compound
12 | In 10mm wide horizontal joint in face brick wall at steel angle supports | m | 222 |  | 0
BILL No. 4
WATERPROOFING
| CARRIED TO SUMMARY OF SECTION No.2 |  |  |  | 0
SECTION No. 2
BILL No. 5
CARPENTRY AND JOINERY
For preambles see "Model Preambles for Trades (2008 Edition)" and Supplementary
preambles as specified in the Trades.
| SUPPLEMENTARY PREAMBLES | H2
| Particle board: | H3
Particle board shall comply with the following specifications:
a) SABS 1300 Particle board: exterior and flooring type
b) SABS 1301 Particle board: interior type
| Joinery: | H3
Descriptions of frames shall be deemed to include frames, transomes, mullions, rails, etc
Descriptions of hardwood joinery shall be deemed to include pelleting of bolt holes
| Fixing | H3
Items described as "nailed" shall be deemed to be fixed with hardened steel nails or
shot pins to brickwork or concrete
| Decorative laminate finish: | H3
Laminate finish shall be glued under pressure. Edge strips shall be butt jointed at
junctions with adjacent similar finish
DOORS ETC
Semi-solid flush doors with hardboard on both sides, hung to steel frames
1 | 40mm Door 850 x 2100mm high (D4) | No | 18 |  | 0
2 | 40mm Double door in two equal leaves size 1200 x 2100mm high, hung folding with rebated meeting stiles (D2) | No | 12 |  | 0
Wrought meranti doors hung to steel frames
3 | 44mm Framed door with horizontal battens on both sides 850 x 2100mm high (D3&D7) | No | 57 |  | 0
4 | 44mm Framed double door in two equal leaves, each leave with horizontal battens on both sides, size 1500 x 2100mm high, hung folding with rebated meeting stiles (D6) | No | 6 |  | 0
SKIRTINGS
Wrought meranti
5 | 16 x 90mm Chamfered skirting, plugged to brickwork, plastered walls, etc. | m | 1037 |  | 0
BILL No. 5
CARPENTRY AND JOINERY
| CARRIED TO SUMMARY OF SECTION No.2 |  |  |  | 0
SECTION No. 2
BILL No. 6
CEILINGS, PARTITIONS AND ACCESS FLOORING
For preambles see "Model Preambles for Trades (2008 Edition)" and Supplementary
preambles as specified in the Trades.
| SUPPLEMENTARY PREAMBLES | H2
| Descriptions: | H4
Items described as "nailed" shall be deemed to be fixed with hardened steel nails or
pins or shot pinned to brickwork or concrete
Items described as "plugged" shall be deemed to include screwing to fibre, plastic or
metal plugs at not exceeding 600mm centres, and where described as "bolted" the bolts
have been given elsewhere
SUSPENDED CEILINGS
| 600 x 1200 x 15mm thick acoustic white square edged ceiling tiles, laid on 24mm wide x 38mm high pre-painted exposed grid tee suspension system, including all necessary hangers, grids and hold down clips. Ceiling perimeter to be finished with pre-painted wall angle, all in accordance with the manufacturer's recommendations and SABISA guidelines. | H4
1 | Suspended ceiling | m2 | 990 |  | 0
| Skimmed ceiling system with 9mm thick plasterboard fixed at right angles using 25mm drywall screws at 150mm centres to steel brandering comprising steel brandering at 400mm centres in one direction only. All joints are to be covered with fiba tape and the entire surface plastered with 3mm to 6mm thick skimming plaster. | H4
2 | Horizontal ceiling | m2 | 428 |  | 0
Ceiling wall trim: Aluminium shadow wall trim, fixed to plastered brickwork with 5 x 25mm wall anchors at 450mm centres.
3 | Ceiling wall trim | m | 345 |  | 0
| Bulkheads | H4
4 | Vertical bulkhead 500mm high between suspended ceiling and slab soffit | m | 28 |  | 0
"Donn SM 25" pre-painted shadowline cornices to suspended ceilings
5 | Cornices plugged | m | 1127 |  | 0
Insulation
6 | Approved 100mm thick sound insulation material on top of suspended ceilings | m2 | 990 |  | 0
BILL No. 6
CEILINGS
| CARRIED TO SUMMARY OF SECTION No.2 |  |  |  | 0
SECTION No. 2
BILL No. 7
FLOOR COVERINGS, ETC.
For preambles see "Model Preambles for Trades (2008 Edition)" and Supplementary
preambles as specified in the Trades.
FLOOR COVERINGS
| Carpert Berber point 920 3.66m resinbac broadloom, tiles must be tessellated at inslation. |  |  |  |  | TILES OR STRIPS
1 | On floors in two colour pattern | m2 | 750 |  | 0
Sealers
2 | Vinyl 2.5mm thick, 0.55 wear layer. To be insled as per manufacturer's specification. The price to include slef-levelling screed. | m2 | 1043 |  | 0
3 | Self leveling screed on floor for vinyl tiles | m2 | 1043 |  | 0
BILL No. 7
FLOOR COVERINGS, ETC.
| CARRIED TO SUMMARY OF SECTION No.2 |  |  |  | 0
SECTION No. 2
BILL No. 8
IRONMONGERY
For preambles see "Model Preambles for Trades (2008 Edition)" and Supplementary
preambles as specified in the Trades.
| SUPPLEMENTARY PREAMBLES | H2
| Descriptions | H4
Items described as "plugged" shall be deemed to include
screwing to fibre, plastic or metal plugs
| Finishes to ironmongery | H4
Where applicable finishes to ironmongery are indicated by
suffixes in accordance with the following list:
BS Satin bronze lacquered CH Chromium plated
SC Satin chromium plated
SE Silver enamelled
GE Grey enamelled
AS Anodised silver
AB Anodised bronze
AG Anodised gold
ABL Anodised black
PB Polished brass
PL Polished and lacquered
PT Epoxy coated
SD Sanded
HINGES, BOLTS, ETC
1 | 150mm Lever flush bolts | No | 36 |  | 0
2 | Two ball-bearing butt hinges with Stainless Steel finish (Pair) | No | 54 |  | 0
| LOCKS | H4
Locksets including handles
3 | Double cylinder lockset including two master keys. | No | 54 |  | 0 | Specs
HANDLES
4 | Handle on 152 x 76mm pressed backplate with Anodised Silver finish including mortice latch | No | 18 |  | 0 | Specs
INDICATOR BOLTS
5 | Aluminium indicator bolts with anodised Silver finish. | No | 18 |  | 0 | Specs
INDICATOR BOLTS (PARA), RAILS, ETC
6 | Aluminium helping hand disabled facility indicator bolt with Anodised Silver finish. | No | 3 |  | 0 | Specs
"Vaal Paragon"
7 | 32mm Type 9 back grab rail 800mm long plugged | No | 3 |  | 0
8 | 32mm Type 8 side grab rail 900mm girth plugged | No | 3 |  | 0
PUSH PLATE
9 | Anodised Silver 152 x 76mm push plate, size 152 x 76mm. | No | 22 |  | 0
HOOK
10 | Aluminium hat, coat, and robe hook with anodised Silver finish. | No | 22 |  | 0 | Specs
| SUNDRIES | H3
DOORSTOP
11 | Aluminium doorstop with anodised Silver finish. | No | 78 |  | 0 | Specs
DOOR CLOSER
12 | Medium duty cam action overhead door closer with slide channel and hold open and necessary mounting brackets, etc. | No | 30 |  | 0 | Specs
| LETTERS, NAMEPLATES, ETC | H3
| Natural anodised aluminium plates engraved with international pictograms in colour | H4
13 | SIGNAGE: "Name plate" engraved grade 304 Stainless Steel sign, size 150 x 150 x 1,2mm with counter-sunk fixing holes plugged and screwed with aluminium screws. | No | 57 |  | 0
| WALL MOUNTED PINNING BOARDS | H4
14 | 1000 x 1000mm Aluminium framed with 3mm thick carpet pinning board fixed to wall | No | 15 |  | 0
BILL No. 8
IRONMONGERY
| CARRIED TO SUMMARY OF SECTION No.2 |  |  |  | 0
SECTION No. 2
BILL No. 9
METALWORK
For preambles see "Model Preambles for Trades (2008 Edition)" and Supplementary
preambles as specified in the Trades.
| Descriptions | H4
Descriptions of bolts shall be deemed to include nuts and washers
Descriptions of expansion anchors and bolts and chemical anchors and bolts shall be
deemed to include nuts, washers and mortices in brickwork or concrete
Metalwork described as"holed for bolt(s)" shall be deemed to exclude the bolts unless
otherwise described
| Drawings | H4
Tenderers are referred to architect's drawings annexed to this document for full details
of the windows, doors, etc
| MILD STEEL BALUSTRADES AND HANDRAILS | H2
| 50 x 1100mm thick stainless steel balustrade complete with sections | H4
50mm Diameter x 2mm wall thickness x 1 000mm high handrail welded to stauncheons at 1 500mm centres complete with 16mm infill bars at 120mm centres and baseplate 150 x 65 x 10mm fixed to ground with 75mm long M10 expansion bolts.
1 | 50 x 1100mm thick steel sections | m | 241 |  | 0
| HORIZONTAL AND VERTICAL WINDOW LOUVERES | H2
Ventrite fire line vertical louvered ventilator, FVL 2000 colorbond sheet steel multi-porpose smoke
| SUNDRY GALVANIZED STEELWORK | H3
| Bearers for brick linings | H4
2 | 150 x 90 x 10mm Angle section bearers holed for bolts at 500mm centres | kg | 3646 |  | 0
3 | M16 "Trufix" anchor bolt and fixing into side concrete beam or slab | No | 400 |  | 0
| PRESSED STEEL DOOR FRAMES | H3
| 1,2mm Rebated frames suitable for half brick walls | H4
4 | Frame for door 850 x 2100mm high (D4) | No | 18 |  | 0
| 1,2mm Rebated frames suitable for one brick walls | H4
5 | Frame for door 850 x 2100mm high (D3&D7) | No | 57 |  | 0
6 | Frame for double door 1200 x 2100mm high (D2) | No | 12 |  | 0
7 | Frame for double door 1500 x 2100mm high (D6) | No | 6 |  | 0
| STRONG ROOM | H2
Strongroom door with grille gate and frame Category 2 DS2 size 0,95 x 1,980m high overall, with a mass of 590kg, 10mm outer plate, two seven lever locks, etc. and fixed in position in opening in one brick wall ( Including vent)
8 | Strong room door size, 1000 x 1970mm high | No | 1 |  | 0
| ALUMINIUM WINDOWS, DOORS, ETC | H3
| Purpose made charcoal powder coated windows glazed with 6mm clear glass | H4
9 | Window 1200 x 600mm high (W6) | No | 3 |  | 0 |  |  | 1.2
10 | Window 1800 x 600mm high (W5 & W8) | No | 14 |  | 0 |  |  | 1.8
11 | Window 2400 x 600mm high (W4) | No | 5 |  | 0 |  |  | 2.4
12 | Window 1000 x 1785mm high (W2) | No | 1 |  | 0 |  |  | 1
13 | Window 2000 x 1785mm high (W3) | No | 7 |  | 0 |  |  | 2
14 | Window 3000 x 1785mm high (W1) | No | 11 |  | 0 |  |  | 3
15 | Window 600 x 2000mm high (W9) | No | 3 |  | 0 |  |  | 0.6
16 | Window 2000 x 2435mm high (W7) | No | 2 |  | 0 |  |  | 2
| Purpose made charcoal powder coated doors glazed with 6.33mm clear safety glass | H4
17 | Double door and fanlight, size 1800 x 2720mm high, including ironmongery (D1) | No | 10 |  | 0 |  |  | 1.8
| Purpose made charcoal powder coated window walls/shopfronts glazed with 6mm clear safety glass | H3
| Purpose made charcoal powder coated shopfronts glazed with 6mm clear safety glass | H4
18 | Window wall 2000 x 10600mm high (SF1) | No | 2 |  | 0 |  |  | 2
19 | Window wall 2800 x 6830mm high (SF2) | No | 1 |  | 0 |  |  | 2.8
20 | Window wall 5285 x 3455mm high (SF3) | No | 2 |  | 0 |  |  | 5.285
21 | Window wall L-shaped on plan, size 4055 x 3455mm high overall (SF6) | No | 1 |  | 0 |  |  | 4.055
22 | Window wall L-shaped on plan, size 6945 x 3855mm high overall (SF5) | No | 1 |  | 0 |  |  | 6.945
23 | Window wall L-shaped on plan, size 8635 x 7000mm high overall (SF4) | No | 1 |  | 0 |  |  | 8.635
BILL No. 9
METALWORK
| CARRIED TO SUMMARY OF SECTION No.2 |  |  |  | 0
SECTION No. 2
BILL No. 10
PLASTERING
For preambles see "Model Preambles for Trades (2008 Edition)" and Supplementary
preambles as specified in the Trades.
| SCREEDS | H3
| 3:1 Cement plaster screeds steel trowelled on concrete | H4
[6 empty] | 119 |  | Balcony tiling
1 | 25mm Thick on floors | m2 | 1578 |  | 0 | 750 |  | m² floor vinyl
[6 empty] | 388 |  | m² floor tiling
2 | 25mm Thick on thresholds, risers, etc. in narrow widths | m2 | 48 |  | 0 | 1257
| 3:1 Cement plaster screeds with 10% "Coprox" waterproofing additive added to the cement ratio of the mix, steel trowelled smooth on concrete | H4
3 | 25mm Thick on thresholds, risers, etc. in narrow widths | m2 | 29 |  | 0
4 | Average 40mm thick on floors to falls (walkways and balconies) | m2 | 119 |  | 0
5 | Average 60mm thick on roofs or floors to falls and currents | m2 | 45 |  | 0
6 | Average 100mm thick on roofs or floors to falls and currents | m2 | 458 |  | 0
7 | 75 x 75mm Triangular fillet against walls etc | m | 207 |  | 0
| EXTERNAL PLASTER | H3
8 | On brickwork
| Plaster one coat nominal 15mm thick sand-cement plaster finished with a steel float | H4
9 | On walls | m2 | 131 |  | 0
| Slush surface with plasterkey-cement slurry and plaster one coat nominal 15mm thick sand-cement plaster finished with a steel float | H4
10 | On ceilings | m2 | 194 |  | 0
11 | On sloping ceilings | m2 | 19 |  | 0
12 | On sloping and stepped edge of stairs | m2 | 14 |  | 0
13 | On narrow widths | m2 | 12 |  | 0
| INTERNAL PLASTER | H3
| Two coat plaster with gypsum finish on brickwork | H4
14 | On walls | m2 | 3793 |  | 0
15 | On narrow widths | m2 | 49 |  | 0
| On concrete | H3
| Slush surface with plasterkey-cement slurry, plaster one coat nominal 15mm thick sand-cement plaster and finish with semi-hydrate gypsum plaster in two coats applied by steel float | H4
16 | On walls | m2 | 161 |  | 0
17 | On columns | m2 | 68 |  | 0
18 | On columns flush with brickwork | m2 | 73 |  | 0
19 | On beams and slab edges | m2 | 34 |  | 0
20 | On ceilings | m2 | 119 |  | 0
21 | On sloping soffit of srairs | m2 | 16 |  | 0
22 | On narrow widths | m2 | 1 |  | 0
| CORNER PROTECTORS, DIVIDING STRIPS, ETC | H4
23 | 3 x 30mm Flat section brass dividing strip or weather bar | m | 40 |  | 0
BILL No. 10
PLASTERING
| CARRIED TO SUMMARY OF SECTION No.2 |  |  |  | 0
SECTION No. 2
BILL No. 11
TILING
For preambles see "Model Preambles for Trades (2008 Edition)" and Supplementary preambles as specified in the Trades.
| SUPPLEMENTARY PREAMBLES | H2
| Descriptions | H4
Unless described as "fixed with adhesive to plaster (plaster elsewhere)" descriptions of tiling on brick or concrete walls, columns, etc shall be deemed to include 1:4 cement plaster backing and descriptions of tiling on concrete floors etc shall be deemed to include 1:3 plaster bedding
| WALL TILING | H4
Allow the PC Sum of R200-00/m2 (two hundred rand per meter square) (net excluding VAT but including delivery and waste) purchase price for polished porcelain tile, size 600 x 600 fixed to internal wall plaster backing with TAL tile adhesive with joints continuous in both directions and grouted with tile grout, excess grout on the surface to be cleaned with water as work proceeds, all in accordance with the manufacturer's recommendations. (technical specification to be issued by supplier/manufacturer)
1 | On walls inclusive of narrow widths | m2 | 356 |  | 0
| FLOOR TILING | H3
| EXTERNAL TILES | H4
| Allow the PC Sum of R350-00/m2 (three hundred and fifty rand per meter square) (net excluding VAT but including delivery and waste) purchase price for Non-slippery porcelain tiles, size 600 x 600mm, fixed to floor screed with TAL tile adhesive mixed with TAL Bond® in lieu of water with joints continuous in both directions and grouted with TAL tile grout, excess grout on the surface to be cleaned with water as work proceeds. (technical specification to be issued by supplier/ manufacturer). | H4
2 | On balconies and walkways | m2 | 119 |  | 0
3 | On risers 170mm high of cut tiles | m | 72 |  | 0
4 | On treads 250mm wide of cut tiles | m | 66 |  | 0
| INTERNAL TILES | H4
Allow the PC Sum of R350-00/m2 (three hundred and fifty rand per meter square) (net excluding VAT but including delivery and waste) purchase price for porcelain tiles, size 600 x 600mm, fixed to internal floor screed with TAL tile adhesive mixed with TAL Bond® in lieu of water with joints continuous in both directions and grouted with TAL tile grout, excess grout on the surface to be cleaned with water as work proceeds. (technical specification to be issued by supplier/ manufacturer).
5 | On floors | m2 | 388 |  | 0
6 | On risers 170mm high of cut tiles | m | 60 |  | 0
7 | On treads 250mm wide of cut tiles | m | 53 |  | 0
8 | On top of thresholds 115mm wide of cut tiles | m | 40 |  | 0
CORNER PROTECTORS, ETC
9 | Stainless steel straight edge below tread tiles, thresholds or edges | m | 296 |  | 0
BILL No. 11
TILING
| CARRIED TO SUMMARY OF SECTION No.2 |  |  |  | 0
SECTION No. 2
BILL No. 12
PLUMBING AND DRAINAGE
For preambles see "Model Preambles for Trades (2008 Edition)" and Supplementary
preambles as specified in the Trades.
| SUPPLEMENTARY PREAMBLES | H2
| "Polycop" polypropylene pipes: | H3
Polypropylene pipes 54mm diameter and under shall be seamless copper coloured
class 16 pipes jointed with "Fast-fuse" heat welded thermoplastic or brass compression
fittings as designed for use with copper pipes as stated
Pipes shall be firmly fixed to walls etc with coloured nylon snap-in pipe clips with
provision for accommodating thermal movement and jointed and fixed strictly in
accordance with the manufacturer's instructions
All pipe diameters are nominal external
| "Polylink" polypropylene pipes: | H3
Polypropylene pipes 63mm diameter and over shall be class 12
pipes jointed with cast iron "Supraclamp" running joints
Fusion welded bends, once or twice mitred as necessary, and
tees shall be factory manufactured
Fusion welded bends and tees shall include jointing to pipes
with PVC rubber ring double Z joint couplers
Branch tees shall include flanged and bolted joints to "Polycop"
branch pipes in addition and for brass compression male iron to
copper straight couplers
Reducers shall include jointing to pipes with PVC rubber ring
double Z joint couplers and reducers shall be of sufficient
overall length to accommodate same
All pipes shall be jointed and fixed strictly in accordance with
the manufacturer's instructions
All pipe diameters are nominal external
| Concrete pipes: | H3
Pipes shall be jointed with ogee joints with rubber collars or
socket and spigot joints with rubber rings
| Vitrified clay pipes: | H3
Pipes shall rest on solid ground and, where necessary, pockets
of sufficient size shall be cut around joints to enable the jointing
to be properly performed or, alternatively, pipes shall be bedded
full length on and including unreinforced concrete laid in a
semi-dry state immediately before pipes are laid
Sewer and drainage pipes and fittings shall be jointed and
sealed with butyl rubber rings
| uPVC pipes and fittings: | H3
Soil, waste and vent pipes and fittings shall be solvent weld
jointed
| uPVC pressure pipes and fittings: | H3
Pipes for water supply shall be of the class stated
Pipes of 40mm diameter and smaller shall be plain ended with
solvent welded uPVC loose sockets and fittings
Pipes of 50mm diameter and greater shall have sockets and
spigots with push in type integral rubber ring joints. Bends shall
be uPVC and all other fittings shall be cast iron, all with similar
push-in type joints
| Copper pipes: | H3
Pipes shall be hard drawn and half-hard pipes of the class stated.
Class 0 (thin walled hard drawn) pipes shall not be bent. Class 1 (thin walled half-hard),
class 2 (half-hard) and class 3 (heavy walled half-hard) pipes shall only be bent with
benders with inner and outer formers. Fittings to copper waste, vent and anti-syphon
pipes, capillary solder fittings and compression fittings shall be "Cobra Watertech" type.
Capillary solder fittings shall comply with ISO 2016. Only compression
fittings shall be used in walls or in ground
| Fixing of pipes | H3
Unless specifically otherwise stated, descriptions of pipes
shall be deemed to include fixing to walls etc, casting in,
building in or suspending not exceeding 1m below
suspension level
| Lead pipes and fittings | H3
All soldered joints shall be wiped and brass unions shall be
used for jointing lead to steel
| Reducing fittings | H3
Where fittings have reducing ends or branches they are
described as "reducing". In the case of pipes with diameters
not exceeding 60mm only the largest end or branch size is
given. Should the contractor wish to use other fittings and
bushes or reducers he may do so on the understanding that no
claim in this regard will be entertained. In the case of pipes
with diameters exceeding 60mm all sizes are given and no
claim for extra bushes, reducers, etc will be entertained
| Wire gratings | H3
Descriptions of gutter outlets etc shall be deemed to include
wire balloon gratings
| Septic tanks | H3
Descriptions of septic tanks shall be deemed to include
excavation, bedding and jointing, concrete base slabs, jointing
to drains and backfilling, compaction, etc all in accordance with
the manufacturer's instructions
| Exposed concrete surfaces | H3
Exposed surfaces of concrete stormwater channels, cover
slabs, inspection eye marker slabs, gulley tops, cleaning eye
tops, catchpits, inspection chambers, etc shall be finished
smooth with plaster
| Excavations | H3
No claim for rock excavation will be entertained unless the
contractor has timeously notified the quantity surveyor thereof
prior to backfilling
"Soft rock" and "hard rock" shall be as defined in "Earthworks"
| Laying, backfilling, bedding, etc. of pipes | H3
Pipes shall be laid and bedded and trenches shall be carefully
backfilled in accordance with manufacturers' instructions
Where no manufacturers' instructions exist pipes shall be laid in
accordance with clauses 5.1 and 5.2 of each of the following:
SABS 1200 L : Medium-pressure pipelines
LD : Sewers
LE : Stormwater drainage
Pipe trenches etc shall be backfilled in accordance with clauses
3, 5.5, 5.6, 5.7 and 7 of SABS 1200
DB : Earthworks (Pipe trenches)
Pipes shall be bedded in accordance with clauses 3.1 to 3.4.1,
5.1 to 5.3 and 7 of SABS 1200
LB : Bedding (Pipes).
Unless otherwise described bedding of rigid pipes shall be
class B bedding
| Flush pans | H3
Flush pans shall have straight or side outlets and "P" or "S"
traps as necessary
| Stainless steelbasins, sinks, wash troughs, urinals, etc. | H3
Units shall have standard aprons on all exposed edges and
tiling keys against walls where applicable
| Waste unions | H3
Descriptions of waste unions shall be deemed to include rubber
or vulcanite plugs and chains fixed to fittings
| Steel sectional water tanks | H3
Tanks shall comply with SABS CKS 114
| "Densyl" petrolatum anti-corrosion tape as manufactured | H3
by Denso SA (Pty) Ltd.
Pipes to be taped shall be coated with the appropriate primer
and the tape shall be applied with minimum 15mm lap per
spiral unless otherwise described
Couplings and fittings to pipes shall be taped in strict
accordance with the manufacturer's instructions including all
mastic, tape, "Layflat" sheeting, securing of same, etc
RAINWATER DISPOSAL
DOWNPIPES, ETC
uPVC pipes
1 | 80mm Pipes cast into concrete or built into brickwork | m | 296 |  | 0
2 | Extra over uPVC pipes for fittings
3 | 80mm Bend | No | 68 |  | 0
Cast iron full-flow outlets cast into concrete
4 | 80mm "Fullflow" centre bolt 90 degree side outlet connected to 800mm uPVC pipe | No | 34 |  | 0
| SANITARY FITTINGS | H4
5 | Front flush close coupled WC colour White, 100mm outlet with cistern connected to 15mm water supply with foot of bowl sealed to floor with acetoxy silicone sealant. | No | 19 |  | 0 | SPECS
6 | COUNTERTOP BASIN: Washbowl colour White, overall size 475 x 475 x120mm, fixed to countertop and sealed with acetoxy silicone sealant where basin rim meets countertop, installation kit included. | No | 16 |  | 0 | SPECS
7 | BASIN MIXER: Deck mounted basin mixer, overall size 136.93 x 43.38 x 123.74mm, installed in accordance with the manufacturer's recommendations. | No | 16 |  | 0 | SPECS
8 | FV: 20mm BSP, exposed, lever operated, chrome toilet flushing valve with back entry flush pipe. | No | 19 |  | 0 | SPECS
9 | URINAL (UR): 60cm urinal colour White, with back or top inlet and waste outlet including wall mounting brackets and connected to water supply, sealed with silicone sealant where urinal meets the wall. | No | 9 |  | 0 | SPECS
10 | URINAL DIVIDERS: 12mm compact high pressure laminate urinal screen colour Pastel Grey, overall size 450 x 750mm fixed to the wall with 304-grade stainless steel brackets. | No | 6 |  | 0 | SPECS
11 | WC (WC2): Raised paraplegic CC WC with side lever and grab rails combo colour White 100mm outlet with cistern connected to 15mm water supply with the foot of bowl sealed to the floor with acetoxy silicone sealant. | No | 3 |  | 0 | SPECS
12 | BASIN (WHB2): 50cm Medical basin with brackets colour White fixed with stainless steel screws and washers to plugs in the all with optional concealed wall brackets sealed with acetoxy silicone sealant where basin meets the wall. | No | 3 |  | 0 | SPECS
13 | BASIN COLD WATER MIXER (M2) for paraplegic: Chrome finish Medical Pillar Tap with Blue/Red indices deck mounted basin mixer, overall size 63mm (h) x 41mm (d) x 79mm (l), installed in accordance with the manufacturer's recommendations. | No | 3 |  | 0 | SPECS
14 | HAND DRYER (HD): Electric hand dryer colour white. Power 550W, 20 000RPM Drying time – 5 to 10 Seconds | No | 10 |  | 0 | SPECS
15 | TOILET PAPER DISPENSER (TD): White 2-roll toilet roll holder, overall size 130 x 130 x 260mm plugged and screw to wall with stainless steel screws. | No | 22 |  | 0 | SPECS
16 | PAPER TOWEL DISPENSER (PTD): Rolled Hand Towel Dispenser colour White overall size 236 x 430 x 241mm high. | No | 6 |  | 0 | SPECS
17 | CISTERN GRABRAIL: Cistern grab rail colour Silver fixed to walls with fixation bolts. | No | 3 |  | 0 | SPECS
18 | DOGLEG GRABRAIL: Dog Leg grab rail colour Silver fixed to walls with fixation bolts. | No | 3 |  | 0 | SPECS
19 | 200L 400kPa Direct Solar Geyser complies with SANS 1307, to be SABS 400kPa approved and with Electrical backup. | No | 6 |  | 0 | SPECS
20 | CAM AFRICA DC7540S/SEB single kitchen sink with drainer stainless steel L75cm x W40cm | No | 3 |  | 0
21 | 266 x208 x 184mm Sink mixer pillar type (TVRB6831/CH). Colour: Chrome | No | 3 |  | 0 | SPECS
22 | SOAP DISPENSER (SD): Hand Cleanser-Cassette 1L colour White, overall size 235 x 116 x 114mm high. | No | 13 |  | 0 | SPECS
BILL No. 12
PLUMBING AND DRAINAGE
| CARRIED TO SUMMARY OF SECTION No.2 |  |  |  | 0
SECTION No. 2
BILL No. 13
GLAZING
For preambles see "Model Preambles for Trades (2008 Edition)" and Supplementary
preambles as specified in the Trades.
MIRRORS
6 mm Silvered float glass copper backed mirrors with polished edges holed for and fixed with chromium plated dome capped mirror screws with rubber buffers to plugs in brickwork or concrete
1 | Mirror 450 x 650mm high with four screws | No | 19 |  | 0
BILL No. 13
GLAZING
| CARRIED TO SUMMARY OF SECTION No.2 |  |  |  | 0
SECTION No. 2
BILL No. 14
PAINTWORK
For preambles see "Model Preambles for Trades (2008 Edition)" and Supplementary
preambles as specified in the Trades.
PAINTWORK ETC TO NEW WORK
ON FLOATED PLASTER
Prepare and stop with Interior Polyfilla, apply one coat X107 PVA Acrylic First Coater and apply two coats Polvin Super Acrylic PVA paint
| On internal walls | m2 | 4177 |  | 0
| On internal ceilings and beams | m2 | 1063 |  | 0
Prepare and stop with exterior crackfiller, apply one coat plaster primer and apply two coats Dulux Weatherguard paint for external use
| On external walls and projecting columns | m2 | 131 |  | 0
| On external ceilings and beams | m2 | 239 |  | 0
ON PRECAST CONCRETE
Prepare and stop with exterior crackfiller, apply one coat plaster primer and apply two coats Dulux Weatherguard paint for external use
| On external copings | m2 | 40 |  | 0
ON FIBRE-CEMENT
Prepare and apply one coat X345 Time-Saver Sealer/Undercoat and apply two coats Plascon Velvaglo polyurethane enamel paint
| On internal flat cills | m2 | 15 |  | 0
ON METAL
Prepare, touch up factory primer, apply one coat Namelcote Zinc Chromate Metal Primer, apply one coat Merit Universal Undercoat and apply two coats Plascon Universal Enamel Gloss Paint
| On pressed steel door frames | m2 | 177 |  | 0
ON WOOD
Prepare and touch up knots with Spick & Span Patent Knotting, apply one coat Spick & Span Oil Based Wood Primer, stop with Mendall 90, apply one coat of Merit Universal Undercoat and apply one coat of Plascon Universal Enamel Gloss Paint
| On doors | m2 | 125 |  | 0
Prepare and apply one coat Spick & Span Woodcoat Polyurethane Suede X44 Coating, stop with Spick & Span Wood Stopping and apply two coats of Spick & Span Woodcoat Polyurethane Suede X44 Coating, including sanding between coats
| On doors | m2 | 241 |  | 0
| On skirtings, rails, etc not exceeding 300 mm girth | m | 1037 |  | 0
BILL No. 14
PAINTWORK
| CARRIED TO SUMMARY OF SECTION No.2 |  |  |  | 0
SECTION No.2 - BUILDING WORK SUMMARY
1 | EARTHWORKS |  | Page |  | 0 | 289433 | This is minimal because the entire platform is completed
2 | CONCRETE, FORM WORK AND REINFORCEMENT |  | Page |  | 0 | 3762710.7
3 | MASONRY |  | Page |  | 0 | 1706682.58 | Same
4 | WATERPROOFING |  | Page |  | 0 | 371065 | Same
5 | CARPENTRY AND JOINERY |  | Page |  | 0 | 405205 | Same
6 | CEILINGS, PARTITIONS AND ACCESS FLOORING |  | Page |  | 0 | 484850 | I suspect one of the floor was not measured in Diffs BOQ
7 | FLOOR COVERINGS, WALL LININGS, ETC. |  | Page |  | 0 | 709240
8 | IRONMONGERY |  | Page |  | 0 | 349920
9 | METALWORK |  | Page |  | 0 | 1684360.46 | About R850K difference due to Aluminium items different rates. Same BOQ & Qties
10 | PLASTERING |  | Page |  | 0 | 1148580 | Minimal difference
11 | TILING |  | Page |  | 0 | 87295 | Floor tiles included here. It is missing in Diffs BOQ
12 | PLUMBING AND DRAINAGE |  | Page |  | 0 | 530220 | Diffs BOQ is rather succint on P&D.
13 | GLAZING |  | Page |  | 0 | 16150
14 | PAINTWORK |  | Page |  | 0 | 583635
| Carried to Final Summary |  |  |  | 0 | 12129346.74
-12129346.74
SECTION No. 3
ELECTRICAL INSTALLATIONS
BILL No. 1
ELECTRICAL INSTALLATIONS
For preambles see "Model Preambles for Trades (2008 Edition)" and Supplementary
preambles as specified in the Trades.
SUPPLY AND DISTRIBUTION BOARDS
Supply and install the following epoxy powder coated distribution boards complete with frames, trays and lockable doors suitable for equipment including an allowance for 20% spare capacity as indicated on the schematic drawings:
| The following in 2mm mild steel powder coated finish surface mounted distribution board including furniture as per drawing |  |  |  |  | NEED DRWG NO
1 | DB-A | No | 1 |  | 0
2 | DB-B | No | 1 |  | 0
3 | DB-C | No | 1 |  | 0
LOW VOLTAGE DISTRIBUTION
Supply, deliver, install and terminate Cu PVC SWA PVC 600/1000V Cable, in trenches, sleeves or on cable trays
120mm² x 4 core (From main supply to BD - A)
4 | Supply and delivery | Meter | 250 |  | 0
5 | Installation | Meter | 250 |  | 0
6 | Termination, c/w glands, shrouds, lugs and connection | No | 12 |  | 0
50mm² x 4 core (From main DB to BD - B)
7 | Supply and delivery | Meter | 30 |  | 0
8 | Installation | Meter | 30 |  | 0
9 | Termination, c/w glands, shrouds, lugs and connection | No | 8 |  | 0
50mm² x 4 core (From main DB to BD - C)
10 | Supply and delivery | Meter | 40 |  | 0
11 | Installation | Meter | 40 |  | 0
12 | Termination, c/w glands, shrouds, lugs and connection | No | 8 |  | 0
LIGHTING INSTALLATION
WIREWAYS
Supply and Install Trunking
Supply and install P8000 trunking suspended from slab and trusses in ceiling void.
13 | Supply and delivery | Meter | 300 |  | 0
14 | Installation | Meter | 300 |  | 0
Supply, delivery and installation of PVC conduits, surface mounted in ceiling voids and fixed to walls or cast-in or built into walls, including all fixing materials, bends, terminations, draw boxes, etc.
20mm diameter
15 | Supply and delivery | Meter | 1000 |  | 0
16 | Installation | Meter | 1000 |  | 0
Supply, delivery and installation of Conduit outlets boxes c/w locknuts and bushes built into brick or cast into concrete or surface mounted
65mm round box, c/w cover
17 | Supply and delivery | No | 287 |  | 0
18 | Installation | No | 287 |  | 0
Supply, delivery and installation of Conduit outlets boxes c/w locknuts and bushes built into brick or cast into concrete or surface mounted, c/w applicable cover
100 x 50 x 50 mm
19 | Supply and delivery | No | 70 |  | 0
20 | Installation | No | 70 |  | 0
WIRING AND TERMINALS
Supply, delivery and installation of Cu Conductors:
1,5mm² PVC insulated conductor
21 | Supply and delivery | Meter | 2100 |  | 0
22 | Installation | Meter | 2100 |  | 0
1,5mm² bare copper earth wire
23 | Supply and delivery | Meter | 600 |  | 0
24 | Installation | Meter | 600 |  | 0
2.5mm² PVC insulated conductor
25 | Supply and delivery | Meter | 1500 |  | 0
26 | Installation | Meter | 1500 |  | 0
LIGHT FITTINGS
Supply, deliver, install, connect, test and commissioning the following light fittings
27 | TYPE F10 -Regent 1200x600mm Luxon Prism Backlit LED panel light fitting with seamless aluminium extruded frame and prismatic diffuser installed with 50W LEDs OR SIMILAR APPROVED. | No | 150 |  | 0
28 | TYPE C1 -Radiant opal down light white LED light fitting installed with 8W LED OR SIMILAR APPROVED. | No | 71 |  | 0
29 | TYPE D1 - Eurolux Ivela LED Dixit RA11 Oscill tilt down light installed with 21W LED OR SIMILAR APPROVED. | No | 126 |  | 0
Supply, deliver, install, connect, test and commissioning of Sensors
Supply, delivery and installation of Conduit outlets boxes c/w locknuts and bushes built into brick or cast into concrete or surface mounted, c/w applicable cover 100 x 50 x 50mm
30 | Supply and delivery | No | 70 |  | 0
31 | Installation | No | 70 |  | 0
ACCESSORIES
Supply, deliver and install accessories to boxes
32 | 5A, 3-pin socket outlets to trunking | No | 287 |  | 0
33 | 16A, one lever one way switch | No | 70 |  | 0
SMALL POWER INSTALLATION
WIREWAYS
Supply, delivery and installation of PVC conduits, surface mounted in ceiling voids and fixed to walls or cast-in or built into walls, including all fixing materials, bends, terminations, draw boxes, etc.
20mm diameter
34 | Supply and delivery | Meter | 900 |  | 0
35 | Installation | Meter | 900 |  | 0
36 | Supply and install conduit droppers chased or built into wall, consisting of 3 x 25mm dia & 2 x 20mm dia from wire basket & trunking in ceiling void to power skirting c/w 1.6mm draw wires | No | 15 |  | 0
Supply, delivery and installation of Conduit outlets boxes c/w locknuts and bushes built into brick or cast into concrete or surface mounted, c/w applicable cover
100 x 100 x 50 mm
37 | Supply and delivery | No | 25 |  | 0
38 | Installation | No | 25 |  | 0
39 | Supply, deliver and installation of the 2 compartment, two cover Midland power skirting complete with all accessories including internal/external bends, end caps etc. as per drawing | Meter | 210 |  | 0
Supply, delivery and installation of socket outlets16 A, 3-pin standard white SSO + 16 A,
3-pin Euro Scoket (SANS 164-2)
40 | Flush Mounted | No | 12 |  | 0
41 | Mounted in floorbox | No | 0 |  | 0
42 | Surface mounted | No | 0 |  | 0
43 | Power skirting mounted | No | 60 |  | 0
16 A, 3-pin double white SSO + 16 A, 3-pin Euro Scoket (SANS 164-2)
44 | Flush Mounted | No | 32 |  | 0
45 | Mounted in floorbox | No | 10 |  | 0
46 | Surface mounted | No | 0 |  | 0
47 | Power skirting mounted | No | 0 |  | 0
16 A, 3-pin dedicated red SSO
48 | Flush Mounted | No | 0
49 | Mounted in floorbox | No | 0 |  | 0
50 | Power skirting mounted, 45 degree (including plug top) | No | 50 |  | 0
Supply and installation of power skirting accessories
51 | Blank cover plate suitable for RJ 11 telephone outlet | No | 40 |  | 0
52 | Blank cover plate suitable for RJ 49 data outlet | No | 45 |  | 0
WIRING AND TERMINALS
Supply, Deliver and installation of Cu Conductors:
2.5mm² PVC insulated conductor
53 | Supply and delivery | Meter | 1800 |  | 0
54 | Installation | Meter | 1800 |  | 0
4mm² PVC insulated conductor
55 | Supply and delivery | Meter | 800 |  | 0
56 | Installation | Meter | 800 |  | 0
4mm² Surfix (For HVAC)
57 | Supply and delivery | Meter | 500 |  | 0
58 | Installation | Meter | 500 |  | 0
EXTERNAL LIGHTING
Supply, deliver, install, connect, test and commissioning the following external light fittings
59 | TYPE W1 - Beka Series23 274x274mm Wall-mounted 13W LED bulkhead light fitting with high-pressure die cast aluminium base and trim ring, and opal high impact acrylic diffuser or SIMILAR APPROVED. | No | 17 |  | 0
WIRING AND TERMINALS
Supply, delivery and installation of Cu Conductors:
2,5mm² PVC insulated conductor
60 | Supply and delivery | Meter | 1000 |  | 0
61 | Installation | Meter | 1000 |  | 0
2,5mm² bare copper earth wire
62 | Supply and delivery | Meter | 400 |  | 0
63 | Installation | Meter | 400 |  | 0
Day Light switch
64 | Supply and installation | No | 2 |  | 0
PROVISIONAL SUMS
SECURITY SYSTEM
FIRE DETECTION
65 | Allow a provisional sum of R250 000,00 (Two hundred and fifty thousand rands) for the supply and installation of Fire detection | sum | 1 |  | 0
66 | Allow for profit on last if required | % | 5% |  | 0
67 | Allow for attendance | % | 2.5% |  | 0
LIGHTNING PROTECTION & EARTHING
68 | Allow a provisional sum of R125 000,00 (One hundred and twenty five thousand rands) for the installation of lightning protection and earthing (Using a lightning protection company to be approved by the engineer for the installation of lightning protection system) | sum | 1 |  | 0
69 | Allow for profit on last if required | % | 5% |  | 0
70 | Allow for attendance | % | 2.5% |  | 0
GENERAL
INSPECTION, TESTING AND COMMISSIONING
71 | Inspection, testing and handing over of the complete installation in the presence of Engineer and certify the results on the Certificate of compliances by an accredited (Master Installation Electrician). | Sum | 1 |  | 0
LABELLING
72 | Lable all circuits, DB's and install signage to the panels | sum | 1 |  | 0
BILL No. 1
ELECTRICAL INSTALLATIONS
| CARRIED TO FINAL SUMMARY |  |  |  | 0
SECTION No. 4
MECHANICAL INSTALLATIONS
SECTION No. 4
BILL No. 1
HVAC
Note 1: Quantities reflected in these Bills are for tendering purposes. Contractors must order equipment based on site requirements.
| HVAC SYSTEM | H4
Outdoor VRV condensing unit complete with all fans, compressors, mode control units, refrigeration circuitry, piping connections, anti-vibration mountings, supports, cabling, sensors, safeties and controls.
1 | AM120AXVANR/EA - 33.6 kW Cooling, 37.8 kW Heating | No. | 1 |  | 0
2 | AM120AXVANR/EA - 50.4 kW Cooling, 56.7 kW Heating | No. | 1 |  | 0
VRV mode control unit (MCU) complete with high pressure and low pressure piping connections from outdoor unit, liquid and gas connections to indoor units, all internal coils, piping, fittings, safeties, cabling and controls including drain pan and drain connection, multi-kits and connection kits
3 | MCU - S4NEK2N 2 Port MCU Kit | No. | 5 |  | 0
4 | MCU - S4NEK3N 4 Port MCU Kit | No. | 6 |  | 0
5 | MCU - S6NEK2N 6 Port MCU Kit | No. | 3 |  | 0
6 | MCU - S6NEK3N 6 Port MCU Kit | No. | 3 |  | 0
Control system for VRV condensing units, mode control unit, indoor split VRV units and allied equipment complete, including control panel, local and remote control elements for units and all sub-systems, variable speed drives, duct pressure sensors, temperature sensors and controls ,etc., including interlinking cabling between control panel and equipment (condensors, etc.) complete.
7 | Central control system per floor | No. | 3 |  | 0
8 | Wireless remote controller | No. | 4 |  | 0
9 | Wired remote controller | No. | 37 |  | 0
10 | Motion detect sensor | No. | 37 |  | 0
Electrical reticulation for HVAC system complete from HVAC control panel in plant area to all indoor evaporating units including all cabling, conduit, fittings, isolators, circuit breakers, drawboxes and all other equipment necessary to render the electrical installation to the HVAC system fully operational and compliant with the relevant SANS specifications.
11 | Electrical installation to HVAC system | No. | 3 |  | 0
4way Cassette Wind-free VRV Type Split Air-Conditioning Indoor Units
Unit consisting of evaporator, installed in suspended ceiling complete including integral drain pump, drain connection, refrigeration piping, drain piping and connection of refrigerant piping and control cabling, as well as remote control station and allied control wiring.
12 | 1.5kW Total Cooling, 1.7kW Total Heating (CAS1) | No. | 16 |  | 0
13 | 2.2kW Total Cooling, 2.5kW Total Heating (CAS2) | No. | 3 |  | 0
14 | 2.8kW Total Cooling, 3.2kW Total Heating (CAS3) | No. | 8 |  | 0
15 | 3.6kW Total Cooling, 4.0kW Total Heating (CAS4) | No. | 6 |  | 0
16 | 4,5kW Total Cooling, 5.0kW Total Heating (CAS5) | No. | 9 |  | 0
17 | 6.0kW Total Cooling, 6.8kW Total Heating (CAS7) | No. | 2 |  | 0
Y - joint for refrigeration piping between VRV outdoor units, mode control and indoor units, installed on cable tray (measured elsewhere) complete with insulation on both suction and liquid line, as specified.
18 | MXJ-YA1500M 22,4kW and below | No. | 6 |  | 0
19 | MXJ-YA1509M 15.0kW and below | No. | 2 |  | 0
20 | MXJ-YA2500M over 22,4 - 70,3kW and below | No. | 7 |  | 0
21 | MXJ-YA2512M Over 15,0kW - 40.0kW and below | No. | 9 |  | 0
22 | MXJ-YA2815M Over 45,0 - 70.3kW and below | No. | 2 |  | 0
23 | MXJ-YA3800M Over 135.Kw | No. | 2 |  | 0
24 | MXJ-YA4422M Over 135.kW | No. | 3 |  | 0
25 | MXJ-TA3800M 135,2kW and below | No. | 3 |  | 0
26 | MXJ-TA4122M 140,2kW and below | No. | 2 |  | 0
PIPING
Hard drawn refrigeration piping between VRV condensing units and mode change units, installed on cable tray (measured elsewhere) complete with insulation and cladding on high pressure, low pressure, liquid and heat recovery lines, as specified.
27 | 6.35mm diameter refrigerant copper pipe | m | 260 |  | 0
28 | 9.52mm diameter refrigerant copper pipe | m | 96 |  | 0
29 | 12.7mm diameter refrigerant copper pipe | m | 330 |  | 0
30 | 15.88mm diameter refrigerant copper pipe | m | 159 |  | 0
31 | 19.05mm diameter refrigerant copper pipe | m | 44 |  | 0
32 | 22.22mm diameter refrigerant copper pipe | m | 26 |  | 0
33 | 28.58mm diameter refrigerant copper pipe | m | 33 |  | 0
34 | 34.92mm diameter refrigerant copper pipe | m | 24 |  | 0
35 | 41.28mm diameter refrigerant copper pipe | m | 14 |  | 0
Elbow joint for refrigeration piping between VRV outdoor units, mode control and indoor units, installed on cable tray (measured elsewhere) complete with insulation on both suction and liquid line, as specified.
36 | 12,7mm diameter | No. | 10 |  | 0
37 | 15.88mm diameter | No. | 10 |  | 0
38 | 19,05mm diameter | No. | 26 |  | 0
39 | 22,22mm diameter | No. | 21 |  | 0
40 | 28,58mm diameter | No. | 22 |  | 0
41 | 34,92mm diameter | No. | 16 |  | 0
42 | 41,28mm diameter | No. | 13 |  | 0
Indoor units panel as per specification.
43 | PC4NUFMAN - Wind-Free Panel 4Way | No. | 37 |  | 0
Galvanised sheet metal cable rack support for refrigerant piping, fixed to roof structure and external walls.
44 | 305mm wide tray | m | 90 |  | 0
45 | 155mm wide tray | m | 80 |  | 0
46 | 76mm wide tray | m | 250 |  | 0
Extra over cable rack for vertical or horizontal fitting (Bend, T-piece)
47 | 305mm wide fitting | No. | 45 |  | 0
48 | 155mm wide fitting | No. | 41 |  | 0
49 | 76mm wide fitting | No. | 126 |  | 0
Galvanised sheet metal trunking with removeable lid for refrigerant piping, fixed to roof structure and external walls.
| 350mm wide trunking | m | 30 |  | 0
Extra over cable tray for vertical or horizontal fitting (Bend, T-piece)
50 | 350mm wide fitting | No. | 16 |  | 0
Interconnecting cabling
51 | Interconnecting multi-core cabling between split unit indoor and outdoor units, run on cable trays supporting refrigerant piping. | m | 260 |  | 0
PVC condensate piping surface run on external walls
52 | 32mm diameter pipe | m | 150 |  | 0
53 | 25mm diameter pipe | m | 100 |  | 0
Extra over for PVC pipe fittings (bends, tees, connections).
54 | 32mm diameter fittings | No. | 73 |  | 0
55 | 25mm diameter fittings | No. | 49 |  | 0
56 | All Refrigerant R410a required for VRV System 1 | kg | 60 |  | 0
FANS
Descriptions of fan/attenuator assemblies shall be deemed to include supports and anti-vibration mountings from the structure, connections to, and including two attenuators per fan, flexible connections to ductwork, and all electrical connections.
Wall mounted axial flow fan with weather lourve and weather 2-off sound attenuators complete
57 | 250mm dia, 0.125m3/s at 150Pa - SAF1 | No. | 6 |  | 0
58 | 315mm dia, 0.223m3/s at 150Pa - SAF2 | No. | 4 |  | 0
59 | 200mm dia, 0.192m3/s at 150Pa - EAF1 | No. | 3 |  | 0
GRILLES, DIFFUSERS, LOUVRES, DAMPERS AND SLEEVES NOT FORMING PART OF FAN ASSEMBLIES MEASURED ELSEWHERE
Exhaust air grille, suited installation in circular uninsulated ducting including rectangular spigot
60 | 150mm diameter (EAG) | No. | 18 |  | 0
61 | 150mm diameter (SDV1) | No. | 26 |  | 0
Hand over to builder for installation in wall or beam or door opening
62 | 300mm wide x 200mm high weather louvre with wire mesh screen. (WL1) | No. | 10 |  | 0
63 | 400mm wide x 300mm high weather louvre with wire mesh screen. (WL2) | No. | 5 |  | 0
DUCTING
Rectangular ducting, uninsulated with flanged connections, supported as per Standard Specification.
64 | 300 x 300mm | m | 12 |  | 0
65 | 150 x 150mm | m | 40 |  | 0
66 | 100 x 150mm | m | 30 |  | 0
67 | 100 x 100mm | m | 40 |  | 0
Transformation piece in uninsulated rectangular duct
68 | 300 x 200mm to 200 x 200mm | No. | 1 |  | 0
69 | 250 x 150mm to 150 x 150mm | No. | 1 |  | 0
70 | 150 x 150mm to 100 x 150mm | No. | 1 |  | 0
71 | 200mm diameter to 300 x 200mm | No. | 3 |  | 0
72 | 250mm diameter to 300 x 200mm | No. | 1 |  | 0
73 | 315mm diameter to 400 x 300mm | No. | 1 |  | 0
Stop end in uninsulated rectangular duct
74 | 100mm diameter | No. | 6 |  | 0
75 | 100 x 100mm | No. | 8 |  | 0
76 | 100 x 150mm | No. | 1 |  | 0
77 | 300 x 300mm | No. | 1 |  | 0
Take-off shoe, uninsulated, 200mm long connected to uninsulated rectangular ducting, including cut-in to parent duct, suited to take-off duct size
78 | 100 x 100mm | No. | 5 |  | 0
79 | 100 x 150mm | No. | 5 |  | 0
Round spigot, uninsulated, 200mm long connected to uninsulated rectangular ducting, including cut-in to parent duct
80 | 100mm diameter | No. | 6 |  | 0
Uninsulated, fire rated flexible ducting
81 | 100mm diameter | m | 30 |  | 0
82 | 150mm diameter | m | 20 |  | 0
COMMISSING AND TESTING
83 | Commission and test the air conditioning and ventilation installation in accordance with Standard Specifications. | Item | 1 |  | 0
GUARANTEE
84 | Free maintenance and guarantee on the installation as a whole in accordance with the Detailed Specifications. | Item | 1 |  | 0
BILL No. 1
HVAC
| CARRIED TO SECTION No.4 SUMMARY |  |  |  | 0
SECTION No. 4
BILL No. 2
FIRE PROTECTION
Supply, delivery, installation, commissioning and testing of the fire protection equipment and signage complete with fixtures, fittings, connections and accessories.
PIPING
uPVC Class 16 pressure pipes with butt welded joints
1 | 75mm Pipes laid in and including excavation not exceeding 1m deep | m | 28 |  | 0
2 | 110mm Pipes laid in and including excavation not exceeding 1m deep | m | 30 |  | 0
Extra over uPVC Class 16 pressure pipes with couple on joints
3 | 75mm Fitting | No | 16 |  | 0
4 | 110mm Pipes | No | 17 |  | 0
Galvanised Mild Steel pressure pipes
5 | 25mm Pipes | m | 20 |  | 0
6 | 50mm Pipes | m | 20 |  | 0
7 | 75mm Pipes | m | 20 |  | 0
Extra over Galvanised Mild Steel pressure pipes
8 | 25mm Fitting | No | 11 |  | 0
9 | 50mm Fitting | No | 11 |  | 0
10 | 75mm Fitting | No | 11 |  | 0
FIRE EQUIPMENT
11 | ABC and Dry Chemical Powder, 4,5kg, mounted inside cabinet. | No | 5 |  | 0
12 | ABC and CO2, 4,5kg, mounted inside cabinet. | No | 2 |  | 0
13 | Fire hose reel inside steel cabinate, 30m hose at discharge rate of 0,5l/s @400kPa | No | 2 |  | 0
14 | Fire Signage with electrical power, size 190 x 190mm | No | 4 |  | 0
15 | Fire Equipment Signage laminated to glow in the dark, size 190 x 190mm | No | 18 |  | 0
PRESSURE TESTING
16 | The Contractor shall make provision to pressure test the installation during construction - See Standard specification. | Item | 1 |  | 0
PLUMBING CERTIFICATE (CoC)
17 | The Contractor shall make provision to issue certiicate of compliance (COC) for the entire installation after commissioning - See Standard specification. | Item | 1 |  | 0
BILL No. 2
FIRE PROTECTION
| CARRIED TO SECTION No.4 SUMMARY |  |  |  | 0
SECTION No. 4
BILL No. 3
WET SERVICES
HOT WATER GENERATION
Supply, delivery, installation, commissioning and testing of the hot water generation system with storage complete with fixtures, fittings, connections and accessories.
1 | 3,2kW water heating capacity heat pump with mounting brackets and accessories | No | 1 |  | 0
2 | 100l electrical geyser with 2kW element, with easy access to couple with heat pump | No | 1 |  | 0
3 | 10L Vertical mounted hydroboil unit above sink including all accessories complete | No | 4 |  | 0
DOMESTIC WATER
Class "2" hard drawn capillary type copper tubing, including straighty couplers in running lengths fixed to/in walls, in ceilings, against soffits for Cold and Hot Water, insulated.
4 | 15mm Pipes | m | 16 |  | 0
5 | 22mm Pipes | m | 18 |  | 0
6 | 28mm Pipes | m | 16 |  | 0
7 | 35mm Pipes | m | 15 |  | 0
8 | 15mm Pipe in and including chase in brickwork | m | 18 |  | 0
9 | 22mm Pipe in and including chase in brickwork | m | 16 |  | 0
10 | 28mm Pipe in and including chase in brickwork | m | 18 |  | 0
11 | 35mm Pipe in and including chase in brickwork | m | 10 |  | 0
Extra over Class "2"hard drawn type copper tubing for fittings, insulated.
Common fittings (elbows, tees, reducers, crossovers, etc)
12 | 15mm Fittings | No | 18 |  | 0
13 | 22mm Fittings | No | 19 |  | 0
14 | 28mm Fittings | No | 21 |  | 0
15 | 35mm Fittings | No | 10 |  | 0
Class 16 uPVC pressure pipes with joints and concrete on bends and fittings
16 | 50mm Pipes laid in ground in and including excavation not exceeding 1m deep | m | 30 |  | 0
Extra over Class 16 uPVC pressure pipes with joints
17 | 50mm Fittings | No | 15 |  | 0
INTERNAL DRAINAGE
uPVC soil and vent pipes
18 | 50mm Pipes | m | 78 |  | 0
19 | 50mm Pipes chased into brickwork | m | 30 |  | 0
20 | 50mm Pipes laid in ground in and including excavation not exceeding 1m deep | m | 29 |  | 0
21 | 110mm Pipes | m | 80 |  | 0
22 | 110mm Pipes laid in ground in and including excavation not exceeding 1m deep | m | 50 |  | 0
uPVC Fittings
23 | 50mm Bend | No | 75 |  | 0
24 | 50mm Access bend | No | 75 |  | 0
25 | 50mm Junction | No | 75 |  | 0
26 | 110mm Fittings | No | 75 |  | 0
Concrete gully fitted with accessories
27 | 110mm gully with grid | No | 12 |  | 0
Concrete rodding eye fitted with cover
28 | 110mm rodding eye with cover | No | 14 |  | 0
PRESSURE TESTING
29 | The Contractor shall make provision to pressure test the installation during construction - See Standard specification. | Item | 1 |  | 0
PLUMBING CERTIFICATE (CoC)
30 | The Contractor shall make provision to issue certiicate of compliance (COC) for the entire installation after commissioning - See Standard specification. | Item | 1 |  | 0
BILL No. 3
WET SERVICES
| CARRIED TO SECTION No.4 SUMMARY |  |  |  | 0
SECTION No.4 - MECHANICAL INSTALLATIONS
1 | HVAC |  | Page |  | 0
2 | FIRE PROTECTION |  | Page |  | 0
3 | WET SERVICES |  | Page |  | 0
| Carried to Final Summary |  |  |  | 0
| SECTION No.5 | H1
EXTERNAL WORKS
SECTION No. 5
| BILL No.1 | H1
WATER SUPPLY, SOIL- AND STORMWATER DRAINAGE
For preambles see "Model Preambles for Trades (2008 Edition)" and Supplementary
preambles as specified in the Trades.
| SUPPLEMENTARY PREAMBLES | H2
| Nature of ground | H4
The nature of the ground is assumed to be sandy weathered granite, therefore "earth",
but possibly interspersed with "hard rock"
| Excavation for working space in rock | H4
Notwithstanding clause 11 page 8 of the Standard System
of Measuring Building Work, excavation for working space
in rock will be measured in cubic metres to the extent
executed and given as "extra over" bulk excavation or
trench and hole excavation as the case may be
| Carting away of excavated material | H4
Descriptions of carting away of excavated material shall be
deemed to include loading excavated material onto trucks
directly from the excavations or, alternatively, from stock
piles situated on the building site
| Filling | H4
Notwithstanding the reference to prescribed multiple
handling in clause 1 page 6 of the Standard System of
Measuring Building Work, prices for filling and backfilling
shall include for all selection and any multiple handling of
material
| Soil poisoning | H4
Ant and weed poisoning will be applied in accordance to
SABS specifications by Registered and Approved
Specialists who will issue a five (5) year guarantee. The
contractor will only be paid for this items once they have
produced the said cerfificate to the Project Manager.
| "Polycop" polypropylene pipes | H3
Polypropylene pipes 54mm diameter and under shall be
seamless copper coloured class 16 pipes jointed with
"Fast-fuse" heat welded thermoplastic or brass compression
fittings as designed for use with copper pipes as stated
Pipes shall be firmly fixed to walls etc with coloured nylon
snap-in pipe clips with provision for accommodating thermal
movement and jointed and fixed strictly in accordance with the
manufacturer's instructions
All pipe diameters are nominal external
| "Polylink" polypropylene pipes: | H3
Polypropylene pipes 63mm diameter and over shall be class 12
pipes jointed with cast iron "Supraclamp" running joints
Fusion welded bends, once or twice mitred as necessary, and
tees shall be factory manufactured
Fusion welded bends and tees shall include jointing to pipes
with PVC rubber ring double Z joint couplers
Branch tees shall include flanged and bolted joints to "Polycop"
branch pipes in addition and for brass compression male iron to
copper straight couplers
Reducers shall include jointing to pipes with PVC rubber ring
double Z joint couplers and reducers shall be of sufficient
overall length to accommodate same
All pipes shall be jointed and fixed strictly in accordance with
the manufacturer's instructions
All pipe diameters are nominal external
| uPVC pipes and fittings: | H3
Sewer and drainage pipes and fittings shall be jointed and
sealed with butyl rubber rings
Soil, waste and vent pipes and fittings shall be solvent weld
jointed
| uPVC pressure pipes and fittings: | H3
Pipes for water supply shall be of the class stated
Pipes of 40mm diameter and smaller shall be plain ended with
solvent welded uPVC loose sockets and fittings
Pipes of 50mm diameter and greater shall have sockets and
spigots with push in type integral rubber ring joints. Bends shall
be uPVC and all other fittings shall be cast iron, all with similar
push-in type joints
| Copper pipes: | H3
Pipes shall be hard drawn and half-hard pipes of the class
stated. Class 0 (thin walled hard drawn) pipes shall not be bent.
Class 1 (thin walled half-hard), class 2 (half-hard) and class 3
(heavy walled half-hard) pipes shall only be bent with benders
with inner and outer formers. Fittings to copper waste, vent and
anti-syphon pipes, capillary solder fittings and compression
fittings shall be "Cobra Watertech" type. Capillary solder fittings
shall comply with ISO 2016. Only compression fittings shall be
used in walls or in ground
| Reducing fittings | H3
Where fittings have reducing ends or branches they are
described as "reducing". In the case of pipes with diameters
not exceeding 60mm only the largest end or branch size is
given. Should the contractor wish to use other fittings and
bushes or reducers he may do so on the understanding that no
claim in this regard will be entertained. In the case of pipes
with diameters exceeding 60mm all sizes are given and no
claim for extra bushes, reducers, etc will be entertained
| Wire gratings | H3
Descriptions of gutter outlets etc shall be deemed to include
wire balloon gratings
| Exposed concrete surfaces | H3
Exposed surfaces of concrete stormwater channels, cover
slabs, inspection eye marker slabs, gulley tops, cleaning eye
tops, catchpits, inspection chambers, etc shall be finished
smooth with plaster
| Excavations | H3
No claim for rock excavation will be entertained unless the
contractor has timeously notified the quantity surveyor thereof
prior to backfilling
"Soft rock" and "hard rock" shall be as defined in "Earthworks"
| Laying, backfilling, bedding, etc. of pipes | H3
Pipes shall be laid and bedded and trenches shall be carefully
backfilled in accordance with manufacturers' instructions
Where no manufacturers' instructions exist pipes shall be laid in
accordance with clauses 5.1 and 5.2 of each of the following:
SABS 1200 L : Medium-pressure pipelines
LD : Sewers
LE : Stormwater drainage
Pipe trenches etc shall be backfilled in accordance with clauses
3, 5.5, 5.6, 5.7 and 7 of SABS 1200
DB : Earthworks (Pipe trenches)
Pipes shall be bedded in accordance with clauses 3.1 to 3.4.1,
5.1 to 5.3 and 7 of SABS 1200
LB : Bedding (Pipes).
Unless otherwise described bedding of rigid pipes shall be
class B bedding
| Flush pans | H3
Flush pans shall have straight or side outlets and "P" or "S"
traps as necessary
| Stainless steel basins, sinks, wash troughs, urinals, etc. | H3
Units shall have standard aprons on all exposed edges and
tiling keys against walls where applicable
| Waste unions | H3
Descriptions of waste unions shall be deemed to include rubber
or vulcanite plugs and chains fixed to fittings
| Steel sectional water tanks | H3
Tanks shall comply with SABS CKS 114
| "Densyl" petrolatum anti-corrosion tape | H3
Pipes to be taped shall be coated with the appropriate primer
and the tape shall be applied with minimum 15mm lap per
spiral unless otherwise described
Couplings and fittings to pipes shall be taped in strict
accordance with the manufacturer's instructions including all
mastic, tape, "Layflat" sheeting, securing of same, etc
Prices for wrapping of pipes shall include for all work as
described to couplings in the length
SOIL DRAINAGE
| EXCAVATION, FILLING, ETC | H2
| Excavation in earth not exceeding 2m deep | H4
1 | Trenches | m3 | 126 |  | 0
| Extra over trench and hole excavations in earth for excavation in | H4
2 | Soft rock | m3 | 37.8 |  | 0
3 | Hard rock | m3 | 18.9 |  | 0
| Extra over all excavations for carting away | H4
4 | Surplus material from excavations on site to a dumping site to located by the contractor | m3 | 63 |  | 0
| Risk of collapse of excavations | H4
5 | Sides of trench and hole excavations not exceeding 1,5m deep | m2 | 360 |  | 0
| Keeping excavations free of water | H4
6 | Keeping excavations free of all water other than subterranean water | Item | 1 |  | 0
| Earth filling obtained from the excavations and /or prescribed stock piles on site | H4
including compacted to 93% Mod AASHTO density
7 | Selected granular material for bedding and blanket. | m3 | 50 |  | 0
| Soil poisoning | H4
8 | To bottoms and sides of trenches etc | m2 | 486 |  | 0
| SEWER PIPES | H2
| Supply, lay, joint, bed on flexible pipe bedding and test all sewer pipes | H4
9 | 110mm PVC-U pipe | m | 180 |  | 0
10 | 110mm interlocking Joint Pipes | No | 25 |  | 0
11 | 160mm PVC-U pipe | m | 30 |  | 0
12 | 160mm interlocking Joint Pipes | No | 3 |  | 0
| Connections all inclusive of excavation in all materials, backfill, bedding, disposal of surplus material and connection of Y-junction: | H4
13 | 110mm x 110 mm dia. x 45° Y-junction | No | 3 |  | 0
14 | 160mm x 160 mm dia. x 45° Y-junction | No | 2 |  | 0
15 | Connection markers | No | 45 |  | 0
16 | 110 x 110mm Reducing junction | No | 5 |  | 0
17 | 160 x 160mm Reducing junction | No | 3 |  | 0
18 | 'Connections to building outlets | No | 34 |  | 0
19 | 110mm Class 16 cast iron tee | No | 5 |  | 0
20 | 160mm Class 16 cast iron tee | No | 4 |  | 0
21 | 110 x 110mm Cast iron Reducing tee | No | 4 |  | 0
22 | 160 x 160mm Cast iron Reducing tee | No | 4 |  | 0
| MANHOLES | H3
| Precast concrete circular inspection chambers including cast iron cover | H4
(cover elsewhere measured) and channels in benching
23 | 1 000 mm Diameter inspection chamber not exceeding 1 500mmmm deep | No | 2 |  | 0
| Cast iron covers, etc: | H4
24 | Type 2A 825mm diameter cast iron manhole cover and frame | No | 2 |  | 0
CONNECTIONS
H4
25 | Allow for the connection of new sewerline to existing sewerline including all fittings and making good to the surface, etc. An amount to include testing and commissioning. | Item | 1 |  | 0
| WATER SUPPLY | H2
| EXCAVATION, FILLING, ETC | H2
| Excavation in earth not exceeding 2m deep | H4
26 | Trenches | m3 | 85 |  | 0
| Extra over trench and hole excavations in earth for excavation in | H4
27 | Soft rock | m3 | 8.5 |  | 0
28 | Hard rock | m3 | 5 |  | 0
| Extra over all excavations for carting away | H4
29 | Surplus material from excavations on site to a dumping site to be located | m3 | 42.5 |  | 0
by the contractor
| Risk of collapse of excavations | H4
30 | Sides of trench and hole excavations not exceeding 1,5m deep | m2 | 170 |  | 0
| Keeping excavations free of water | H4
31 | Keeping excavations free of all water other than subterranean | Item | 1 |  | 0
water
| Earth filling obtained from the excavations and /or prescribed | H4
stock piles on site including compacted to 93% Mod AASHTO
density
32 | Selected granular material | m3 | 30 |  | 0
| Soil poisoning | H4
33 | To bottoms and sides of trenches etc | m2 | 255 |  | 0
| MANHOLES | H3
| Precast concrete circular inspection chambers | H4
including cast iron cover (cover elsewhere
measured) and channels in benching
34 | 1 000mm Diameter inspection chamber 800mm deep | No | 1 |  | 0
35 | Manhole cover and frame as per Engineer's drawing | No | 1 |  | 0
| WATER SUPPLIES - PIPING | H3
| Class 12.5 HDPE pressure pipes with solvent welded joints, including excavation, bedding, backfilling and compaction | H4
36 | 110mm HDPE Pipes laid in and including trenches exceeding 1m and not exceeding 2m deep | m | 85 |  | 0
| Extra over excavations above excavations | H4
37 | 19mm Stone bedding around pipes | m3 | 30 |  | 0
38 | Imported G5 filling | m3 | 70 |  | 0
39 | 200mm to 300mm Selected rockfill layer below piping not in road areas | m3 | 30 |  | 0
| Extra over Class 12.5 HDPE pressure pipes for fittings with solvent welded joints | H4
40 | 110mm Elbow | No | 2 |  | 0
41 | 110mm Plasson (32 line) saddle connector | No | 21 |  | 0
42 | Electrofusion HDPE Equal Tee 110mm | No | 5 |  | 0
43 | 110mm x 110mm Cast iron Reducing tee | No | 4 |  | 0
44 | ISO Approved HDPE Socket Fusion Fittings , Hdpe Female Adaptor PE100 PN16 SDR11 | No | 46 |  | 0
| VALVES | H3
| "AVK" cast iron flanged resilient seal gate valves, anti clockwise closing, complete | H4
including fixing in position to class 9 uPVC water supply pipes, necessary fittings and
bedding as per Water Standard Details drawing no. ECS035-WS-02 revision A attached
45 | 110mm Valves | No | 2 |  | 0
| CONNECTIONS: | H4
46 | Allow an amount for the connection inclusive of testing and commissioning of new bulkwater pipes to existing pipes network including all fittings and making good to the surface, etc. | Item | 1 |  | 0
ROADWORKS AND PAVING
| Site clearance | H3
47 | Digging up and removing rubbish, debris, vegetation, | m2 | 1000 |  | 0
hedges, shrubs and trees not exceeding 200mm girth, bush,
etc.
| BULK EXCAVATION EXCAVATION, FILLING, ETC. | H2
| Excavate in all materials and use for embankment or backfill or dispose as required | H4
48 | Excavate to reduced level | m3 | 450 |  | 0
| Extra over bulk excavations in earth for excavation | H4
49 | Soft rock | m3 | 45 |  | 0
50 | Hard rock | m3 | 22.5 |  | 0
| Extra over all excavations for carting away | H4
51 | Surplus material from excavations on site to a dumping site | m3 | 517.5 |  | 0
to be located by the contractor. The salvage yard should not be more 20km from site.
| Keeping excavations free of water | H4
52 | Keeping excavations free of all water other than | Item | 1.1 |  | 0
subterranean water
| Compaction of surfaces | H4
53 | Compaction of ground surface under floors etc including | m2 | 1000 |  | 0
scarifying for a depth of 150mm, breaking down oversize
material, adding suitable material where necessary and
compacting to 93% Mod AASHTO density
| SOIL POISONING | H2
| Soil insecticide | H4
54 | To bottoms of bulk excavations | m2 | 1000 |  | 0
| SUB BASE | H2
Earth filling obtained from the excavations and/or prescribed stock piles on site including haulage approximately 150m from perimeter of excavations or stock piles
55 | Rip and scarify 150mm in situ layer, wet and apply heavy rollers or rammers to achieve 93% MOD AASHTO at OMC (Optimum Moisture Content). Perform testing (DCP) to such prepared ground and further wet and compact until minimum CBR | m2 | 1000 |  | 0
Approved filling material supplied by the contractor
56 | Coarse river sand filling supplied by the contractor | m3 | 50 |  | 0
57 | Upper selected layer (G5) compacted to 95% MOD AASHTO, 150mm thick | m3 | 450 |  | 0
58 | 150mm C4 stabilized layer compacted to 98% MOD ASSHTO density | m3 | 150 |  | 0
| KERBING AND CHANNELING | H2
Precast concrete, finished smooth on exposed surfaces including bedding, jointing and pointing
59 | Barrier kerb (Figure 7) with 150 x 150 x 300mm unreinforced concrete haunching at back of each joint including excavation, backfilling, etc | m | 220 |  | 0
60 | Barrier kerb (Figure 10) with 150 x 150 x 300mm unreinforced concrete haunching at back of each joint including excavation, backfilling, etc | m | 10 |  | 0
80 mm paving blocks, Shape S-A Class 30/2.0 (in accordance with SANS 1058 latest edition) on 20 mm bedding sand (COLTO 7302(a) )
61 | Paving of 80mm thick blocks including edge blocks | m2 | 1000 |  | 0
| Prescribed density tests on filling | H4
62 | Modified AASHTO Density test | No | 15 |  | 0
63 | Geotextile/Biddim cloth to be approved membrane | m2 | 1000 |  | 0
BILL No. 1
WATER SUPPLY, SOIL- AND STORMWATER DRAINAGE
| CARRIED TO SECTION No.5 SUMMARY |  |  |  | 0
SECTION No.5 - EXTERNAL WORKS
| WATER SUPPLY, SOIL- AND STORMWATER DRAINAGE | Page |  |  | 0 | We have to have some sewer measured.
| Carried to Final Summary |  |  |  | 0
SECTION No. 6
PROVISIONAL SUMS, ETC.
PASSENGER LIFT INSTALLATION
1 | Provide the sum of R 880,000.00 ( Eight Hundred and Eighty Thousand Rand ) for supply and installation of passenger lift, executed complete | Item | 1 |  | 0
2 | Allow for profit on last if required | % | 5% |  | 0
3 | Allow for attendance | % | 2.5% |  | 0
HORIZONTAL AND VERTICAL SUN SCREENS
4 | Provide the sum of R 210,000.00 (Two Hundred and Ten Thousand Rand ) for supply and installation of horizontal and vertical sun screens, executed complete | Item | 1 |  | 0
5 | Allow for profit on last if required | % | 5% |  | 0
6 | Allow for attendance | % | 2.5% |  | 0
STEEL STAIRCASE
7 | Provide the sum of R 200,000.00 (Two Hundred Thousand Rands) for supply and installation of fire steel staircase, executed complete | Item | 1 |  | 0
8 | Allow for profit on last if required | Ite | 5% |  | 0
9 | Allow for attendance | Item | 2.5% |  | 0
PERGOLA
10 | Provide the sum of R 800,000.00( Eight Hundred Thousand Rands) for supply and installation of pergola inclusive of steelwork, executed complete | Item | 1 |  | 0
11 | Allow for profit on last if required | Item | 5% |  | 0
12 | Allow for attendance | Item | 2.5% |  | 0
BLINDS INSTALLATION
13 | Provide the sum of R 140, 000.00 ( One Hundred and Forty Thosand Rands) for the supply and installation of blinds, executed complete all accessories, etc. | Item | 1 |  | 0
14 | Allow for profit on last if required | Item | 5% |  | 0
15 | Allow for attendance | Item | 2.5% |  | 0
SMOKE DETECTION
16 | Provide the sum of R 92,000.00 (Ninety Two Thousand Rands) for the supply and installation of smoke detection, executed complete. | Item | 1 |  | 0
17 | Allow for profit on last if required | Item | 5% |  | 0
18 | Allow for attendance | Item | 2.5% |  | 0
KITCHEN CUPBOARDS, CABINETS, SHELVING AND VANITY TOPS
19 | Provide the sum of R 250,000.00 ( Two Hundred and Fifty Thousand Rands) for the supply and installation of kitchen cupboards, cabinets, shelving, counters and vanities, executed complete | Item | 1 |  | 0
20 | Allow for profit on last if required | Item | 5% |  | 0
21 | Allow for attendance | Item | 2.5% |  | 0
SIGNAGE
22 | Provide the sum of R 40,000.00 ( Forty Thousand Rands) for the supply and installation of signage, executed complete | Item | 1 |  | 0
0
23 | Allow for profit on last if required | Item | 5% |  | 0
0
24 | Allow for attendance | Item | 2.5% |  | 0
SECTION No. 6
PROVISIONAL SUMS, ETC.
| CARRIED TO FINAL SUMMARY |  |  |  | 0
FINAL SUMMARY
1 | SECTION 1 - PRELIMINARIES | Page |  |  | 0
2 | SECTION 2 - BUILDING WORK | Page |  |  | 0
3 | SECTION 3 - ELECTRICAL INSTALLATIONS | Page |  |  | 0
4 | SECTION 4 - MECHANICAL INSTALLATIONS | Page |  |  | 0
5 | SECTION 5 - EXTERNAL WORKS | Page |  |  | 0
6 | SECTION 6 - PROVISIONAL SUMS | Page |  |  | 0
| SUBTOTAL |  |  |  | 0
CONTINGENCIES
| Provide an amount of R 500,000.00 for contingencies to be used on the project or omitted in total by the Client/Principal Agent | Sum | 1 |  | 0
| TOTAL EXCL VAT |  |  |  | 0
| VAT @ 15% |  |  |  | 0
| TOTAL INCL VAT |  |  |  | 0

## BoQ (hidden)
|  | UNIT | QUANTITY | RATE | AMOUNT
| SECTION No. 1 | H1
| PRELIMINARIES AND GENERAL | H1
| BILL No. 1 | H1
Disclaimer While the ASAQS aims to ensure that its publications represent best practice, the ASAQS does not accept or assume any liability or responsibility for any events or consequences which derive from the use of the Preliminaries Model Bill. Such Model Bill is not exhaustive and is therefore only intended to provide general guidance to those who wish to make use of it. This publication is provided "as is" without warranty of any kind, either expressed or implied including but without limitation to warranties of merchantability, fitness for a particular purpose and non-infringement
| BUILDING AGREEMENT AND PRELIMINARIES | H2
The JBCC Principal Building Agreement (Edition 6.2 - May 2018) prepared by the Joint Building Contracts Committee shall be the applicable building agreement, amended as hereinafter described
The JBCC Principal Building Agreement contract data form an integral part of this agreement
The JBCC General Preliminaries (May 2018) published by the Joint Building Contracts Committee for use with the JBCC Principal Building Agreement (Edition 6.2 - May 2018) shall be deemed to be incorporated in these bills of quantities, amended as hereinafter described
The contractor is deemed to have referred to the abovementioned documents for the full intent and meaning of each clause
The clauses in the abovementioned documents are hereinafter referred to by clause number and heading only
Where any item is not relevant to this agreement such item is marked N/A signifying "not applicable"
Where standard clauses or alternatives are not entirely applicable to this agreement such amendments, modifications, corrections or supplements as will apply are given under each relevant clause heading and such amendments, modifications, corrections or supplements shall take precedence notwithstanding anything to the contrary contained in the abovementioned documents
| PREAMBLES FOR TRADES | H2
| User note | H4
The General Preambles for Trades 2017 published by the Association of South African Quantity Surveyors is designed to support and extend the abbreviated descriptions utilised in these bills of quantities by inter alia referring to SANS construction standards. Where such preambles are not applicable (eg where BS or Euro construction standards are applicable or the design consultants provide other preambles/specifications for insertion), users are to ensure that the abbreviated descriptions when read in conjunction with the Standard System of Measuring Building Work (seventh edition) for works within South Africa or the Standard Method of Measuring Building Work for Africa 2015 (first edition) for works elsewhere in Africa, represent the full description by extending the abbreviated bills of quantities descriptions and/or by inserting appropriate preambles or specifications
Note that the text of the Standard System of Measuring Building Work (seventh edition) and that of the Standard Method of Measuring Building Work for Africa 2015 (first edition) is the same
The latest version of the General Preambles for Trades should be referred to should the General Preambles for Trades 2017 be revised in future
The General Preambles for Trades 2017 published by the Association of South African Quantity Surveyors shall be deemed to be incorporated in these bills of quantities and no claims arising from brevity of description of items fully described in the said General Preambles will be entertained
Supplementary preambles and/or specifications are incorporated in these bills of quantities to satisfy the requirements of this project. Such supplementary preambles and/or specifications shall take precedence over the provisions of the General Preambles
The contractor's prices for all items throughout these bills of quantities shall take account of and include where applicable for all of the obligations, requirements and specifications given in the General Preambles and in any supplementary preambles and/or specifications
| STRUCTURE OF THIS PRELIMINARIES BILL | H2
Section A : A recital of the headings of the individual clauses in the aforementioned JBCC Principal Building Agreement
Section B : A recital of the headings of the individual clauses in the aforementioned JBCC General Preliminaries
Section C : Any special clauses to meet the particular circumstances of the project
| PRICING OF PRELIMINARIES | H2
Should the contractor select Option A in the contract data for the adjustment of preliminaries, the amounts entered against the relevant items in these preliminaries are to be divided into one or more of the three categories provided namely fixed (F), value related (V) and time related (T)
| SECTION A: PRINCIPAL BUILDING AGREEMENT | H2
| Interpretation (A1-A7) | H3
| Clause 1.0 - Definitions and interpretation | CONT
| Pricing of bills of quantities | CONT
| The contractor is to allow opposite each item for all costs in connection therewith. All prices to include, unless otherwise stated, for all materials, fabrication, conveyance and delivery, unloading, storing, unpacking, hoisting, labour, setting, fitting and fixing in position, cutting and waste (except where to be measured in accordance with the standard system of measurement), patterns, models and templates, plant, temporary works, returning of packaging, duties, taxes (other than Value Added Tax), imposts, establishment charges, overheads, profit and all other obligations arising out of this agreement. Value Added Tax (VAT) is to be separately stated on the summary page of these bills of quantities | CONT
| Items left unpriced will be deemed to be covered in prices against other items throughout these bills of quantities and no claim for any extras arising out of the contractor's omission to price any item will be entertained | CONT
| Prices for all construction equipment, temporary works, services and other items shall include for the supply, maintenance, operating cost and subsequent removal and making good as necessary | CONT
| Abbreviated descriptions | CONT
| The items in these bills of quantities utilise abbreviated descriptions. It is the intention that the abbreviated descriptions be fully described when read with the applicable measuring system and the relevant preambles and/or specifications. However, should the full intent and meaning of any description not be clear, the contractor shall, before submission of his tender, call for a written directive from the principal agent, failing which it shall be assumed that the contractor has allowed in his pricing for materials and workmanship in terms of international best practice | CONT
| Legal status of contractor | CONT
| If the contractor constitutes a joint venture, consortium or other unincorporated grouping of two or more persons then: | CONT
| 1. These persons are deemed to be jointly and severally liable to the employer for the performance of this agreement | CONT
| 2. These persons shall notify the employer of their leader who has assigned authority to bind the contractor and each of these persons | CONT
| 3. The contractor shall not alter its composition or legal status without the prior written consent of the employer | CONT
| F:............................. V:............................ T:............................ | Item | 1 |  | 0
| Clause 2.0 - Law, regulations and notices | CONT
| Clause 3.0 - Offer and acceptance F:............................. V:............................ T:............................ | Item | 1 |  | 0
| Clause 4.0 - Cession and assignment F:............................. V:............................ T:............................ | Item | 1 |  | 0
| Clause 5.0 - Documents | CONT
| Value Added Tax | CONT
| Provision is made in the summary page of these bills of quantities for the inclusion of Value Added Tax (VAT) | CONT
| Priced document as specification Clause 5.4 is deemed to be deleted | CONT
| The principal agent shall decide which portion of the priced document may be used as a specification of materials and goods or methods, if any | CONT
User note
| Electronic issue of drawings All drawings for this project will be issued electronically and the contractor shall be deemed to have received such drawings on the date that such drawings have been dispatched electronically [5.6] | CONT
| F:............................. V:............................ T:............................ | Item | 1 |  | 0
| Clause 6.0 - Employer's agents | CONT
| Delegated authority may be dealt with in B 5.0 of the contract data. Insert in the contract data "Refer to Bill No. 1 (Preliminaries)" should it be dealt with in Bill No. 1 | CONT
| Delegated authority | CONT
| The authority of the principal agent to issue contract instructions [17.1] and perform duties for specific aspects of the works is delegated to agents as follows [6.2]. This does not preclude the principal agent from issuing such contract instructions: | CONT
| Add delegated authority as may be required for other relevant consultants not listed hereinafter | CONT
| 1. Architect | CONT
| Insert the following but remove where the consultant is not relevant to this agreement. Edit both the duties and the contract instructions of the consultant in keeping with the wishes of the principal agent | CONT
| Note that the contract instructions hereinafter are selected from those listed in clause 17.1 of the JBCC PBA | CONT
| 1.1 Duties [6.2] : The architect is responsible for the architectural design, functional design and quality inspection of the works | CONT
| 1.2 Contract instructions [6.2; 17.1] : | CONT
| 1.2.1 Rectification of discrepancies, errors in description or quantity or omission of items in the agreement other than in the JBCC Principal Building Agreement | CONT
| 1.2.2 Alteration to design, standards or quantity of the works provided that such contract instructions shall not substantially change the scope of the works | CONT
| 1.2.3 The site [13.0] | CONT
| 1.2.4 Compliance with the law, regulations and bylaws [2.1] | CONT
| 1.2.5 Provision and testing of samples of materials and goods and/or of finishes and assemblies of elements of the works | CONT
| 1.2.6 Opening up of work for inspection, removal or re-execution [23.2.4; 26.4.2] | CONT
| 1.2.7 Removal or re-execution of work | CONT
| 1.2.8 Removal or substitution of any materials and goods | CONT
| 1.2.9 Protection of the works | CONT
| 1.2.10 Making good physical loss and repairing damage to the works [23.2.2] | CONT
| 1.2.11 Rectification of defects [21.2] | CONT
| 1.2.12 A list for practical completion specifying outstanding or defective work to be rectified to achieve practical completion, a list for completion and a list for final completion specifying outstanding or defective work to be rectified to achieve final completion | CONT
| 1.2.13 Expenditure of budgetary allowances, prime cost amounts and provisional sums | CONT
| 1.2.14 Appointment of a subcontractor [14.0; 15.0] | CONT
| 1.2.15 Work by direct contractors [16.0] | CONT
| 1.2.16 On suspension or termination, protection of the works, removal of construction equipment and surplus materials and goods [29.0] | CONT
| 2. Quantity surveyor | CONT
| Insert the following but remove where the consultant is not relevant to this agreement. Edit both the duties and the contract instructions of the consultant in keeping with the wishes of the principal agent | CONT
| 2.1 Duties [6.2] : The quantity surveyor is responsible for all measurements, valuations, financial assessments and all other quantity surveying and cost control functions of the works | CONT
| 2.2 Contract instructions [6.2; 17.1] : | CONT
| 2.2.1 No contract instructions delegated to the quantity surveyor | CONT
| 3. Civil and structural engineer | CONT
| Insert the following but remove where the consultant is not relevant to this agreement. Edit both the duties and the contract instructions of the consultant in keeping with the wishes of the principal agent | CONT
| Note that the contract instructions hereinafter are selected from those listed in clause 17.1 of the JBCC PBA | CONT
| 3.1 Duties [6.2] : The civil and structural engineer is responsible for all aspects of civil and structural engineering design and quality inspection of the works | CONT
| 3.2 Contract instructions [6.2; 17.1] : | CONT
| 3.2.1 Rectification of discrepancies, errors in description or quantity or omission of items in the agreement other than in the JBCC Principal Building Agreement | CONT
| 3.2.2 Alteration to design, standards or quantity of the works provided that such contract instructions shall not substantially change the scope of the works | CONT
| 3.2.3 The site [13.0] | CONT
| 3.2.4 Compliance with the law, regulations and bylaws [2.1] | CONT
| 3.2.5 Provision and testing of samples of materials and goods and/or of finishes and assemblies of elements of the works | CONT
| 3.2.6 Opening up of work for inspection, removal or re-execution [23.2.4; 26.4.2] | CONT
| 3.2.7 Removal or re-execution of work | CONT
| 3.2.8 Removal or substitution of any materials and goods | CONT
| 3.2.9 Protection of the works | CONT
| 3.2.10 Making good physical loss and repairing damage to the works [23.2.2] | CONT
| 3.2.11 Rectification of defects [21.2] | CONT
| 3.2.12 A list for practical completion specifying outstanding or defective work to be rectified to achieve practical completion, a list for completion and a list for final completion specifying outstanding or defective work to be rectified to achieve final completion | CONT
| 3.2.13 Expenditure of budgetary allowances, prime cost amounts and provisional sums | CONT
| 4. Mechanical engineer | CONT
| Insert the following but remove where the consultant is not relevant to this agreement. Edit both the duties and the contract instructions of the consultant in keeping with the wishes of the principal agent | CONT
| Note that the contract instructions hereinafter are selected from those listed in clause 17.1 of the JBCC PBA | CONT
| 4.1 Duties [6.2] : The mechanical engineer is responsible for all aspects of mechanical engineering design and quality inspection of the works and, where appointed by the employer for quantity surveying services in respect of the mechanical installations, for all measurements, valuations, financial assessments and all other quantity surveying and cost control functions | CONT
| 4.2 Contract instructions [6.2; 17.1] : | CONT
| 4.2.1 Rectification of discrepancies, errors in description or quantity or omission of items in the agreement other than in the JBCC Principal Building Agreement | CONT
| 4.2.2 Alteration to design, standards or quantity of the works provided that such contract instructions shall not substantially change the scope of the works | CONT
| 4.2.3 Compliance with the law, regulations and bylaws [2.1] | CONT
| 4.2.4 Provision and testing of samples of materials and goods and/or of finishes and assemblies of elements of the works | CONT
| 4.2.5 Opening up of work for inspection, removal or re-execution [23.2.4; 26.4.2] | CONT
| 4.2.6 Removal or re-execution of work | CONT
| 4.2.7 Removal or substitution of any materials and goods | CONT
| 4.2.8 Protection of the works | CONT
| 4.2.9 Making good physical loss and repairing damage to the works [23.2.2] | CONT
| 4.2.10 Rectification of defects [21.2] | CONT
| 4.2.11 A list for practical completion specifying outstanding or defective work to be rectified to achieve practical completion, a list for completion and a list for final completion specifying outstanding or defective work to be rectified to achieve final completion | CONT
| 4.2.12 Expenditure of budgetary allowances, prime cost amounts and provisional sums | CONT
| HVAC | H4
SUPERVISOR
| Tenderer to allow for a full time working supervisor during the duration of the contract, who shall have the delegated authority to receive instructions and make decisions regarding the contract. | Item | 1 |  | 0
SITE ESTABLISHMENT
| Tenderers to allow for all costs which may be required in order to place the necessary facilities on site for safe storage and orderly management purposes for the duration of the contract. | Item | 1 |  | 0
REMOVAL OF WASTE
| Tenderer to allow for all costs associated with cleaning the site of all rubbish and waste caused by this contract. | Item | 1 |  | 0
HEALTH AND SAFETY
| Allow for Health, Safety and Environmental in accordance with the Specification. | Item | 1 |  | 0
GENERAL ITEMS
Any additional, items that the Tenderer deems necessary for the successful and total completion of the portion of the work required for this Bill. Specify:
| Out of town allowance, accommodation & travelling | Item | 1 |  | 0
| Construction guarantee | Item | 1 |  | 0
| Protection against damage, hoisting and rigging | Item | 1 |  | 0
| Allow for builders work, drilling and making good of holes through slabs or walls including sleeves. | Item | 1
| Allow for painting of ducting and insulation of the Air conditioning and Ventilation installation as specified to SANS 10173. The surfaces shall be cleaned, primed, undercoated and finished in high quality gloss paint. | Item | 1
| Allow for painting and labelling of equipment as specified. | Item | 1
| Allow for supply and installation of acrylic cloth and painting of foster seal over exposed refrigeration piping (200x80x400)mm | No | 1
| Allow for Commissioning and testing the complete installation as specified. | Item | 1
| Allow for three sets of maintenance and operation manuals, including wiring diagrams, spare part lists as specified. | Item | 1
| Allow for twelve months free maintenance and guarantee. | Item | 1
| Allow for instructing the clients staff in the correct operation of the installation. | Item | 1
| Allow for preparation of "as installed drawings" and printing (3 sets). | No | 1
| Allow for preparation of Workshop drawings and printing (3 sets). | No | 1
| Allow for scaffolding. | Item | 1
| Any items not specifically listed above but required to complete the installation as per the specification and drawings (list the items) | Item | 1
| WET SERVICES | H4
SUPERVISOR
| Tenderer to allow for a full time working supervisor during the duration of the contract, who shall have the delegated authority to receive instructions and make decisions regarding the contract. | Item | 1 | 0 | 0
SITE ESTABLISHMENT
| Tenderers to allow for all costs which may be required in order to place the necessary facilities on site for safe storage and orderly management purposes for the duration of the contract. | Item | 1 | 0 | 0
REMOVAL OF WASTE
| Tenderer to allow for all costs associated with cleaning the site of all rubbish and waste caused by this contract. | Item | 1 | 0 | 0
HEALTH AND SAFETY
| Allow for Health, Safety and Environmental in accordance with the Specification. | Item | 1 | 0 | 0
GENERAL ITEMS
Any additional, items that the Tenderer deems necessary for the successful and total completion of the portion of the work required for this Bill. Specify:
| Out of town allowance, accommodation & travelling | Item | 1 | 0 | 0
| SEWER | H4
JOINT TRADES
| Tenderers to allow for all costs which may be required in order to co-ordinate and liaise with the other Trade Contractors, especially with the electrical contractor. | Item | 1 | 0 | 0
SUPERVISOR
| Tenderer to allow for a full time working supervisor during the duration of the contract, who shall have the delegated authority to receive instructions and make decisions regarding the contract. | Item | 1 |  | 0
SITE ESTABLISHMENT
| Tenderers to allow for all costs which may be required in order to place the necessary facilities on site for safe storage and orderly management purposes for the duration of the contract. | Item | 1 | 0 | 0
REMOVAL OF WASTE
| Tenderer to allow for all costs associated with cleaning the site of all rubbish and waste caused by this contract. | Item | 1 |  | 0
HEALTH AND SAFETY
| Allow for Health, Safety and Environmental in accordance with the Specification. | Item | 1
| 5. Electrical engineer | CONT
| Insert the following but remove where the consultant is not relevant to this agreement. Edit both the duties and the contract instructions of the consultant in keeping with the wishes of the principal agent | CONT
| Note that the contract instructions hereinafter are selected from those listed in clause 17.1 of the JBCC PBA | CONT
| 5.1 Duties [6.2] : The electrical engineer is responsible for all aspects of electrical engineering design and quality inspection of the works and, where appointed by the employer for quantity surveying services in respect of the electrical installations, for all measurements, valuations, financial assessments and all other quantity surveying and cost control functions | CONT
| 5.2 Contract instructions [6.2; 17.1] : | CONT
| 5.2.1 Rectification of discrepancies, errors in description or quantity or omission of items in the agreement other than in the JBCC Principal Building Agreement | CONT
| 5.2.2 Alteration to design, standards or quantity of the works provided that such contract instructions shall not substantially change the scope of the works | CONT
| 5.2.3 Compliance with the law, regulations and bylaws [2.1] | CONT
| 5.2.4 Provision and testing of samples of materials and goods and/or of finishes and assemblies of elements of the works | CONT
| 5.2.5 Opening up of work for inspection, removal or re-execution [23.2.4; 26.4.2] | CONT
| 5.2.6 Removal or re-execution of work | CONT
| 5.2.7 Removal or substitution of any materials and goods | CONT
| 5.2.8 Protection of the works | CONT
| 5.2.9 Making good physical loss and repairing damage to the works [23.2.2] | CONT
| 5.2.10 Rectification of defects [21.2] | CONT
| 5.2.11 A list for practical completion specifying outstanding or defective work to be rectified to achieve practical completion, a list for completion and a list for final completion specifying outstanding or defective work to be rectified to achieve final completion | CONT
| 5.2.12 Expenditure of budgetary allowances, prime cost amounts and provisional sums | CONT
NOTE : The Contractor must not use the Quantities indicated in the Bill to order. These Quantities are merely a guide in order to determine a Contract Value.
| Setting out of works | Sum | 1
| Provide "as built" drawings | Sum | 1
| Additional items that the tenderer wishes to detail in order to complete the contract in good order. No claim will be considered should the tenderer not list such items below. | Sum | 1
| 7. Fire consultant | CONT
| Insert the following but remove where the consultant is not relevant to this agreement. Edit both the duties and the contract instructions of the consultant in keeping with the wishes of the principal agent | CONT
| Note that the contract instructions hereinafter are selected from those listed in clause 17.1 of the JBCC PBA | CONT
| 7.1 Duties [6.2] : The fire consultant is responsible for all aspects of rational fire design and quality inspection of the works | CONT
| 7.2 Contract instructions [6.2; 17.1] : | CONT
| 7.2.1 Rectification of discrepancies, errors in description or quantity or omission of items in the agreement other than in the JBCC Principal Building Agreement | CONT
| 7.2.2 Alteration to design, standards or quantity of the works provided that such contract instructions shall not substantially change the scope of the works | CONT
| 7.2.3 Compliance with the law, regulations and bylaws [2.1] | CONT
| 7.2.4 Provision and testing of samples of materials and goods and/or of finishes and assemblies of elements of the works | CONT
| 7.2.5 Opening up of work for inspection, removal or re-execution [23.2.4; 26.4.2] | CONT
| 7.2.6 Removal or re-execution of work | CONT
| 7.2.7 Removal or substitution of any materials and goods | CONT
| 7.2.8 Protection of the works | CONT
| 7.2.9 Making good physical loss and repairing damage to the works [23.2.2] | CONT
| 7.2.10 Rectification of defects [21.2] | CONT
| 7.2.11 A list for practical completion specifying outstanding or defective work to be rectified to achieve practical completion, a list for completion and a list for final completion specifying outstanding or defective work to be rectified to achieve final completion | CONT
| 7.2.12 Expenditure of budgetary allowances, prime cost amounts and provisional sums | CONT
SUPERVISOR
| Tenderer to allow for a full time working supervisor during the duration of the contract, who shall have the delegated authority to receive instructions and make decisions regarding the contract. | Item | 1
SITE ESTABLISHMENT
| Tenderers to allow for all costs which may be required in order to place the necessary facilities on site for safe storage and orderly management purposes for the duration of the contract. | Item | 1
REMOVAL OF WASTE
| Tenderer to allow for all costs associated with cleaning the site of all rubbish and waste caused by this contract. | Item | 1
HEALTH AND SAFETY
| Allow for Health, Safety and Environmental in accordance with the Specification. | Item | 1
GENERAL ITEMS
Any additional, items that the Tenderer deems necessary for the successful and total completion of the portion of the work required for this Bill. Specify:
| Out of town allowance, accommodation & travelling | Item | 1
| 8. Health and safety consultant | CONT
| Insert the following but remove where the consultant is not relevant to this agreement. Edit both the duties and the contract instructions of the consultant in keeping with the wishes of the principal agent | CONT
| 8.1 Duties [6.2] : The health and safety consultant is responsible for all aspects of health and safety of the works. Without derogating from the generality thereof, the health and safety consultant will perform the following specific functions and duties in respect of the health and safety aspects of the works. He shall: | CONT
| 8.1.1 Act as the employer's agent in terms of the Construction Regulations issued in terms of the Occupational Health and Safety Act,1993 as amended | CONT
| 8.1.2 Prepare and update the health and safety specification for the works | CONT
| 8.1.3 Agree with the contractor the health and safety plan for the works | CONT
| 8.1.4 Carry out regular audits to ensure adherence to the safety plan and compliance with the act and regulations | CONT
| 8.1.5 Stop the execution of the works where the agreed specification or plan is not adhered to | CONT
| F:............................. V:............................ T:............................ | Item | 1 |  | 0
| Clause 7.0 - Design responsibility F:............................. V:............................ T:............................ | Item | 1 |  | 0
HEALTH AND SAFETY REQUIREMENTS
Occupational Health and Safety Act 85 of 1993 , other applicable legislation including the Construction Regulations, 2014
| Prepare and Compile Health and Safety plan as per Site Health and Safety Specifications | Once off | 1 |  | 0
| Allow for the preparation of site specific health and safety file including notifying the authorities of the Construction Project | Once off | 1 |  | 0
| Personal protective clothing and equipment (PPE) | Item | 1 |  | 0
| Health and Safety training | No | 3 |  | 0
| Pre-employment, annual and exit medical examination of fitness | Item | 1 |  | 0
| Signage, information display and barricading netting for excavations and laydown areas | Item | 1 |  | 0
| First aid boxes | Once off | 1 |  | 0
| Provision of a full time safety officer (Fully registered with SACPCMP as a CHSO) | Per month |  |  | 0
| Fencing and securing of the construction site with a solid diamond mesh fence (with green shade netting over it) to prevent unauthorised entrance | Once off | 1 |  | 0
| Wheely bins for waste and disposal for hazardous biological waste | Once off | 2 |  | 0
| Fire Extinguishers | Once off | 2 |  | 0
| PPE (Gloves, Gogles, Earplugs, dust mask) | Daily |  |  | 0
COMMUNITY LIAISON OFFICER (CLO)
| Make a provision for an allowance Nine Thousand Rands (R 9000.00) of the CLO per month for the duration of the project. | Per month | 18 |  | 0
Insurances and securities (A8-A11)
| Clause 8.0 - Works risk F:............................. V:............................ T:............................ | Item | 1 |  | 0
| Clause 9.0 - Indemnities F:............................. V:............................ T:............................ | Item | 1 |  | 0
| Clause 10.0 - Insurances F:............................. V:............................ T:............................ | Item | 1 |  | 0
| Clause 11.0 - Securities | CONT
| Guarantee for payment | CONT
| The employer shall provide to the contractor a guarantee for payment in the amount of .......................................................Rand (R...........................) [11.5.1]. The contractor shall consequently waive his lien or right of continuing possession of the works [11.10] | CONT
| Extension of waiver of lien | CONT
| The contractor shall ensure that a waiver of lien is included in all subcontracts and that the works executed on the site are kept free of all liens and other encumbrances at all times [11.10] | CONT
| F:............................. V:............................ T:............................ | Item | 1 |  | 0
Execution (A12 - A17)
| Clause 12.0 - Obligations of the parties | CONT
| Office accommodation The contractor shall provide, maintain and remove on practical completion air conditioned office accommodation with suitable tables and chairs for meetings to be held on the site. Such offices shall be kept clean and fit for use at all times [12.2.18] | CONT
| Notice board The contractor shall erect in a position approved by the principal agent, maintain and remove on practical completion a notice board recommended by the South African Institute of Architects and as approved by the principal agent listing the names and logos of the employer, the contractor and the professional consultants. No subcontractor or supplier notice boards may be erected unless permission is granted by the principal agent for such notice boards to be erected [12.2.18] | CONT
| Statutory and other notices | CONT
| The contractor shall submit and/or comply with all statutory and other notices that may be required by any local or other authority in order not to cause any delay to the commencement of the works by the contractor. The contractor shall pay all deposits or fees in this regard | CONT
| It is, however, specifically recorded that the employer shall be responsible for the timeous approval of building plans by any local or other authorities and the payment of any fees or charges related thereto | CONT
| F:............................. V:............................ T:............................ | Item | 1 |  | 0
| Clause 13.0 - Setting out F:............................. V:............................ T:............................ | Item | 1 |  | 0
| Clause 14.0 - Nominated subcontractors | CONT
| F:............................. V:............................ T:............................ | Item | 1 |  | 0
| Clause 15.0 - Selected subcontractors | CONT
| F:............................. V:............................ T:............................ | Item | 1 |  | 0
| Clause 16.0 - Direct contractors Attendance on direct contractors In respect of direct contractors the contractor shall: | CONT
| 1. Designate an area for the direct contractor to establish a temporary office and workshop and storage of equipment and materials | CONT
| 2. Allow the use of personnel welfare facilities, where provided | CONT
| 3. Provide water, lighting and single phase electric power to a position within 50m of the place where the direct contract work is to be carried out, other than fuel or power for commissioning of any installation | CONT
| 4. Permit the direct contractor to use erected scaffolding, hoisting facilities, etc provided by the contractor, in common with others having the like right, while it remains erected on the site [16.1] | CONT
| F:............................. V:............................ T:............................ | Item | 1 |  | 0
| Clause 17.0 - Contract instructions Site instructions Instructions issued on site are to be recorded in a site instruction book which is to be supplied and maintained on site by the contractor | CONT
| F:............................. V:............................ T:............................ | Item | 1 |  | 0
Completion (A18 - A24)
| Clause 18.0 - Interim completion | N/A | 1 |  | 0
| Clause 19.0 - Practical completion F:............................. V:............................ T:............................ | Item | 1 |  | 0
| Clause 20.0 - Completion in sections | CONT
| F:............................. V:............................ T:............................ | Item | 1 |  | 0
| Clause 21.0 - Defects liability period and final completion | CONT
| F:............................. V:............................ T:............................ | Item | 1 |  | 0
| Clause 22.0 - Latent defects liability period F:............................. V:............................ T:............................ | Item | 1 |  | 0
| Clause 23.0 - Revision of the date for practical completion Substitution of materials and goods The removal or substitution of any materials and goods which do not conform to the specification or the contract drawings shall not constitute grounds for the extension of the construction period nor for the adjustment of the contract value [17.1.8; 23.1 & 2] | CONT
| F:............................. V:............................ T:............................ | Item | 1 |  | 0
| Clause 24.0 - Penalty for late or non-completion F:...................... V:............................ T:...................... | Item | 1 |  | 0
Payment (A25 - A27)
| Clause 25.0 - Payment | CONT
| Prices submitted Where prices are submitted by the contractor or subcontractor during the progress of the works in respect of contract instructions or in regard to a claim under the terms of this agreement and notwithstanding the fact that such prices may be used in an interim payment certificate, there is to be no presumption of acceptance. Should the principal agent wish to accept any such prices prior to the issue of the certificate of final completion, it shall be in writing | CONT
| F:............................. V:............................ T:............................ | Item | 1 |  | 0
| Clause 26.0 - Adjustment of the contract value and final account | CONT
| Tenant installation/user requirements delayed There is a possibility that certain works related to tenant installation/user requirements may have to be delayed and may consequently not be executed prior to practical completion | CONT
| Should the contractor be instructed to do so he shall execute this work under the conditions pertaining to this agreement on the basis that a separate amount for preliminaries appurtenant to this work (if applicable) is agreed to between the contractor and the principal agent and on condition that instruction to proceed with such work is given to him within a period of three (3) calendar months after the date of practical completion of the works | CONT
| The employer reserves the right to omit such work without compensation to the contractor for loss of profit or any other loss which the contractor may suffer as a result of such omission | CONT
| Cost of claims All costs incurred by the contractor in the preparation of claims shall be borne by the contractor. This provision shall not preclude an adjudicator or an arbitrator appointed in terms of this agreement [30.6 & 7] from making a determination on costs | CONT
| Claims from subcontractors The contractor shall review, assess and adjudicate any claims received by him from any subcontractor and thereafter submit same to the principal agent with a recommendation in order to assist the principal agent in adjudicating the claim [26.6] | CONT
| F:............................. V:............................ T:............................ | Item | 1 |  | 0
| Clause 27.0 - Recovery of expense and/or loss F:............................. V:............................ T:............................ | Item | 1 |  | 0
Suspension and termination (A28 - A29)
| Clause 28.0 - Suspension by the contractor | CONT
| F:............................. V:............................ T:............................ | Item | 1 |  | 0
| Clause 29.0 - Termination | CONT
| F:............................. V:............................ T:............................ | Item | 1 |  | 0
Dispute resolution (A30)
| Clause 30.0 - Dispute resolution F:............................. V:............................ T:............................ | Item | 1 |  | 0
| Agreement | CONT
| The required information of the parties and the amount of the contract sum shall be inserted in the agreement for signature of the agreement by the parties F:............................. V:............................ T:............................ | Item | 1 |  | 0
| Contract data | CONT
| Tenderer's selections | CONT
| Before submission of his tender the contractor is to complete the tenderer's selections in the contract data | CONT
| F:............................. V:............................ T:............................ | Item | 1 |  | 0
SECTION B: GENERAL PRELIMINARIES
| Should it be necessary to expand on any of the General Preliminaries clauses, the user should list the appropriate General Preliminary clause number and heading and insert the relevant provision under a suitable heading in bold as may be necessary | Item | 1 |  | 0
Definitions and interpretation (B1)
| Clause 1.1 - Definitions F:............................. V:............................ T:............................ | Item | 1 |  | 0
| Clause 1.2 - Interpretation F:............................. V:............................ T:............................ | Item | 1 |  | 0
Documents (B2)
| Clause 2.1 - Checking of documents F:............................. V:............................ T:............................ | Item | 1 |  | 0
| Clause 2.2 - Provisional bills of quantities | CONT
| Multiple procurement These bills of quantities are in multiple procurement format ie the "wet trades" - earthworks, concrete, formwork and reinforcement, precast concrete, masonry, waterproofing and sub-surface drainage - are provisionally (fully) measured and the subsequent trades are budgetary allowances and/or provisional sums F:............................. V:............................ T:............................ | Item | 1 |  | 0
| Clause 2.3 - Availability of construction information | CONT
| F:............................. V:............................ T:............................ | Item | 1 |  | 0
| Clause 2.4 - Ordering of materials and goods F:............................. V:............................ T:............................ | Item | 1 |  | 0
Previous work and adjoining properties (B3)
| Clause 3.1 - Previous work - dimensional accuracy F:............................. V:............................ T:............................ | Item | 1 |  | 0
| Clause 3.2 - Previous work - defects F:............................. V:............................ T:............................ | Item | 1 |  | 0
| Clause 3.3 - Inspection of adjoining properties F:............................. V:............................ T:............................ | Item | 1 |  | 0
The site (B4)
| Clause 4.1 - Handover of site in stages F:............................. V:............................ T:............................ | Item | 1 |  | 0
| Clause 4.2 - Enclosure of the works | Item | 1 |  | 0
Hoarding requirements, other than already described in clause 4.2, in the contract data or drawings
| F:............................. V:............................ T:............................ | CONT
| Clause 4.3 - Geotechnical and other investigations F:............................. V:............................ T:............................ | Item | 1 |  | 0
| Clause 4.4 - Encroachments F:............................. V:............................ T:............................ | Item | 1 |  | 0
| Clause 4.5 - Existing premises occupied F:............................. V:............................ T:............................ | Item | 1 |  | 0
| Clause 4.6 - Services - known F:............................. V:............................ T:............................ | Item | 1 |  | 0
Management of contract (B5)
| Clause 5.1 - Management of the works F:............................. V:............................ T:............................ | Item | 1 |  | 0
| Clause 5.2 - Progress meetings F:............................. V:............................ T:............................ | Item | 1 |  | 0
| Clause 5.3 - Technical meetings F:............................. V:............................ T:............................ | Item | 1 |  | 0
Samples, shop drawings and manufacturer's instructions (B6)
| Clause 6.1 - Samples of materials F:............................. V:............................ T:........................... | Item | 1 |  | 0
| Clause 6.2 - Workmanship samples F:............................. V:............................ T:............................ | Item | 1 |  | 0
| Clause 6.3 - Shop drawings F:............................. V:............................ T:............................ | Item | 1 |  | 0
| Clause 6.4 - Compliance with manufacturer's instructions F:............................. V:............................ T:............................ | Item | 1 |  | 0
Deposits and fees (B7)
| Clause 7.1 - Deposits and fees F:.......................... V:........................... T:......................... | Item | 1 |  | 0
Temporary services (B8)
| Clause 8.1 - Water F:............................. V:............................ T:............................ | Item | 1 |  | 0
| Clause 8.2 - Electricity F:............................. V:............................ T:............................ | Item | 1 |  | 0
| Clause 8.3 - Ablution and welfare facilities F:............................. V:............................ T:............................ | Item | 1 |  | 0
| Clause 8.4 - Communication facilities F:............................. V:............................ T:............................ | Item | 1 |  | 0
Prime cost amounts (B9)
| Clause 9.1 - Responsibility for prime cost amounts | CONT
| Where details of materials for which prime cost amounts are to be allowed are readily available, the quantity surveyor may elect to insert the relevant prime cost amounts in measured items, which measured items shall contain sufficient detail for the contractor to price for fixing and installation, waste, etc F:............................. V:............................ T:............................ | Item | 1 |  | 0
Attendance on subcontractors (B10)
| Clause 10.1 - General attendance F:............................. V:............................ T:............................ | Item | 1 |  | 0
| Clause 10.2 - Special attendance | CONT
| F:............................. V:............................ T:............................ | Item | 1 |  | 0
General (B11)
| Clause 11.1 - Protection of the works F:............................. V:............................ T:............................ | Item | 1 |  | 0
| Clause 11.2 - Protection/isolation of existing works and works occupied in sections F:............................. V:............................ T:............................ | Item | 1 |  | 0
| Clause 11.3 - Security of the works F:............................. V:............................ T:............................ | Item | 1 |  | 0
| Clause 11.4 - Notice before covering work F:............................. V:............................ T:............................ | Item | 1 |  | 0
| Clause 11.5 - Disturbance | CONT
| The following clause may be used should "disturbance" [11.5] need to be extended | CONT
| Disturbance All work is to be carried out in such a manner as to cause no unacceptable or unreasonable dust, noise, vibrations, nuisance, inconvenience, annoyance and the like to the public, others, other properties and traffic in so far as they exceed the permissible limitations set by government legislation or by the local authority. Any delays, stoppages and the like arising from or in order to comply with the above will not constitute grounds for an adjustment to the construction period or contract value whatsoeverF:........................ V:.........................T:......................... | Item | 1 |  | 0
| Clause 11.6 - Environmental disturbance | CONT
| Controlling all forms of pollution The contractor shall be responsible for and take all precautions in controlling by whatever means necessary all forms of pollution emanating from the site during the construction period due inter alia to noise, artificial light, wind-blown sand, dust, deposits of mud, etc | CONT
| The contractor is to ensure that all roads which border the site and are used by the contractor during the execution of the works are kept clean and free of any dirt or debris caused by the execution of the works | CONT
| Environmental management plan The employer has prepared an environmental management plan (EMP). The contractor shall price opposite this item for compliance with all the requirements of such EMP F:........................ V:.........................T:......................... | Item | 1 |  | 0
| Clause 11.7 - Works cleaning and clearing F:............................. V:............................ T:............................ | Item | 1 |  | 0
| Clause 11.8 - Vermin F:............................. V:............................ T:............................ | Item | 1 |  | 0
| Clause 11.9 - Overhand work F:............................. V:............................ T:............................ | Item | 1 |  | 0
| Clause 11.10 - Tenant installations F:............................. V:............................ T:............................ | Item | 1 |  | 0
| Clause 11.11 - Advertising F:............................. V:............................ T:............................ | Item | 1 |  | 0
SECTION C: SPECIFIC PRELIMINARIES
| Warranties for materials and workmanship Where warranties for materials and/or workmanship are called for, the contractor shall obtain a written warranty, addressed to the employer, from the entity supplying the materials and/or executing the work and shall deliver same to the principal agent on final completion of the contract | CONT
| The warranty shall state that workmanship, materials and installation are warranted for a specific period from the date of practical completion and that any defects that may arise during the specified period shall be made good at the expense of the entity supplying the materials and/or doing the work, upon written notice to do so | CONT
| The warranty will not be enforced if the work is damaged by defects in the execution of the works, in which case the responsibility for replacement shall rest entirely with the contractor F:............................. V:............................ T:............................ | Item | 1 |  | 0
| Overtime Should overtime be required to be worked for any reason whatsoever, the cost of such overtime is to be borne by the contractor unless the principal agent has specifically authorised, prior to execution thereof, that costs for such overtime are to be borne by the employer F:........................ V:.........................T:......................... | Item | 1 |  | 0
| Cooperation of the contractor for cost management It is specifically agreed that the contractor accepts the obligation of assisting the principal agent in implementing proper cost management. The contractor will be advised by the principal agent of all cost management procedures which will be implemented to ensure that the contract value does not exceed the budget F:........................ V:.........................T:......................... | Item | 1 |  | 0
| Overloading The contractor shall take all necessary steps to ensure that no damage occurs due to overloading of any portion of the works or temporary works eg scaffolding, etc. The contractor shall submit details of his proposed loading, storage, plant erection, etc to the principal agent for approval prior to proceeding with such loading, storing or erecting and shall comply with and pay for the principal agent's requirements in connection with the provision of temporary support work, etc. Any damage caused to the works by overloading shall be made good by the contractor at his sole expense F:........................ V:.........................T:......................... | Item | 1 |  | 0
| Propping of floors below The contractor is advised that propping of floors below may be required if he wishes to use any areas of completed suspended reinforced concrete slabs for vehicle access, storage of materials and goods and location of plant, scaffolding, etc. The location of these areas and any necessary propping shall be approved by the principal agent and the cost thereof shall be borne by the contractor F:........................ V:.........................T:......................... | Item | 1 |  | 0
| Testing of flat roof waterproofing for watertightness Flat roof waterproof areas shall be flooded and kept "ponded" for at least forty eight (48) hours as a test to ensure the watertightness of the waterproofing and before any further construction work is carried out above the waterproofing F:........................ V:.........................T:......................... | Item | 1 |  | 0
| Health and safety | CONT
| Without limiting the generality of the provisions of clause 2.0, the contractor's attention is drawn to the provisions of the Construction Regulations issued in terms of the Occupational Health and Safety Act, 1993 as amended. It is specifically stated that the employer shall prepare a documented health and safety specification for the works and that the employer shall ensure that the contractor has made provision for the cost of health and safety measures during the execution of the works. The contractor shall price opposite this item for compliance with the act and the regulations and the reasonable provisions of the aforementioned health and safety specification [2.1] | CONT
| Health and safety Without limiting the generality of the provisions of clause 2.0, the contractor's attention is drawn to the provisions of the Construction Regulations issued in terms of the Occupational Health and Safety Act, 1993 as amended. It is specifically stated that the employer shall prepare a documented health and safety specification for the works and that the employer shall ensure that the contractor has made provision for the cost of health and safety measures during the execution of the works. The contractor shall price opposite this item for compliance with the act and the regulations and the provisions of the aforementioned health and safety specification [2.1] | CONT
| The contractor shall: 1. Comply with the health and safety specification for the works 2. Prepare and agree with the health and safety consultant the health and safety plan for the works 3. Cooperate with the health and safety consultant in all respects 4. Manage the compliance of all subcontractors with the regulations and with the health and safety plan and specification 5. Conform to the conditions contained in the employer's health and safety specification | CONT
| F:............................. V:............................ T:............................ | Item | 1 |  | 0
| Green star building certification F:........................ V:.........................T:......................... | Item | 1 |  | 0
| Broad based black economic empowerment (BBBEE) Tenders submitted will be evaluated taking into account their empowerment rating The employer will be monitoring the broad based black economic empowerment (BBBEE) status of the contractor throughout the execution of the works | CONT
| The contractor is to submit to the principal agent on an annual basis a schedule of spend, split into vendors engaged as subcontractors and suppliers indicating their BBBEE rating including proof of the said rating F:........................ V:.........................T:......................... | Item | 1 |  | 0
| Advertising rights The employer may elect to contract with advertising agencies for the erection of advertising hoardings, banners, wraps or the like for the duration of the contract. The contractor shall not prevent such an arrangement and will assist in the facilitation of same. The position and type of advertising structure to be agreed with the principal agent so as not to hinder the contractor in meeting his obligations under this agreement F:........................ V:.........................T:......................... | Item | 1 |  | 0
| Confidentiality The contractor undertakes to maintain in confidence any and all information regarding this project and shall obtain appropriate similar undertakings from all subcontractors and suppliers. Such information shall not be used in any way except in connection with the execution of the works No information regarding this project shall be published or disclosed without the prior written consent of the employer F:........................ V:.........................T:......................... | Item | 1 |  | 0
| Media releases All rights of publication of articles in the media, together with any advertising relating thereto or in any way connected with this project, shall vest with the employer The contractor together with his subcontractors shall not, without the prior written consent of the employer, cause any statement or advertisement connected with this project to be printed, screened or aired by the media F:........................ V:.........................T:......................... | Item | 1 |  | 0
SUMMARY OF CATEGORIES
Category : Fixed R........................................ Category : Value R........................................ Category : Time R........................................
| TOTAL SECTION NO.1 - BILL NO.1 - PRELIMINARIES |  |  |  | 0
SECTION NO. 2
BILL No. 1
EARTHWORKS
EXCAVATION, FILLING, ETC
For preambles see "Model Preambles for Trades (2008 Edition)" and Supplementary preambles as specified in the Trades.
| SUPPLEMENTARY PREAMBLES | H2
| Nature of ground | H4
The nature of the ground is assumed to be sandy weathered granite, therefore "earth", but possibly interspersed with "hard rock"
| Excavation for working space in rock | H4
Notwithstanding clause 11 page 8 of the Standard System of Measuring Building Work, excavation for working space in rock will be measured in cubic metres to the extent executed and given as "extra over" bulk excavation or trench and hole excavation as the case may be
| Carting away of excavated material | H4
Descriptions of carting away of excavated material shall be deemed to include loading excavated material onto trucks directly from the excavations or, alternatively, from stock piles situated on the building site
| Filling | H4
Notwithstanding the reference to prescribed multiple handling in clause 1 page 6 of the Standard System of Measuring Building Work, prices for filling and backfilling shall include for all selection and any multiple handling of material
| Soil poisoning | H4
Ant and weed poisoning will be applied in accordance to SABS specifications by Registered and Approved Specialists who will issue a five (5) year guarantee. The contractor will only be paid for this items once they have produced the said cerfificate to the Principal Agent
| SITE CLEARANCE, ETC. | H2
| Site clearance | H3
1 | Digging up and removing rubbish, debris, vegetation, hedges, shrubs and trees not exceeding 200mm girth, bush, etc. | m2 | 868 | 18 | 15624
Excavation not exceeding 2 m in earth below natural, filled and compacted, or reduced ground level, for :
2 | Trenches | m3 | 118 | 75 | 8850
3 | Columns bases | m3 | 20 | 75 | 1500
| Extra over all excavations for carting away | H4
4 | Surplus material from excavations and/or stock piles on site to a dumping site to be located by the contractor within 20km from the building site | m3 | 48 | 85 | 4080
Risk of collapse of excavations
5 | Sides of trench and hole excavations not exceeding 1,5m deep | m2 | 392 | 35 | 13720
Keeping excavations free of water
6 | Keeping excavations free of all water other than subterranean water | Item | 1 | 5000 | 5000
Earth filling obtained from the excavations and/or prescribed stock piles on site compacted to 90% Mod AASHTO density
7 | Backfilling to trenches, holes, etc | m3 | 69 | 45 | 3105
| Prescribed density tests on filling | H4
8 | Modified AASHTO Density test | No | 10 | 550 | 5500
| SOIL POISONING | H4
Soil insecticide
9 | To bottoms and sides of trenches, bases, etc. | m2 | 553 | 25 | 13825
10 | Under floors etc including forming and poisoning shallow furrows against foundation walls etc, filling in furrows and ramming | m2 | 428 | 25 | 10700
BILL No. 1
EARTHWORKS
| CARRIED TO SUMMARY OF SECTION No.2 |  |  |  | 81904
SECTION No.2
BILL No. 2
CONCRETE, FORMWORK AND REINFORCEMENT
For preambles see "Model Preambles for Trades (2008 Edition)" and Supplementary preambles as specified in the Trades.
| SUPPLEMENTARY PREAMBLES | H2
| Cost of tests | H4
The costs of making, storing and testing of concrete test cubes as required under clause 7 "Tests" of SABS 1200 G shall include the cost of providing cube moulds necessary for the purpose, for testing costs and for submitting reports on the tests to the architect. The testing shall be undertaken by an independent firm or institution nominated by the contractor and to the approval of the architect. (Test cubes are measured separately)
Breeze concrete shall consist of twelve parts clean dry furnace ash, free from coal or other foreign matter, to one part cement (12:1), the ash graded up to particles which will pass a 16,5mm ring from a minimum which fails to pass a 4,75mm mesh. The finer materials from the screening are to be first mixed with the cement into a mortar and the ash added afterwards and thoroughly incorporated
| Formwork | H4
Description of formwork shall be deemed to include use and waste only (except where described as "left in" or "permanent"), for fitting together in the required forms, wedging, plumbing and fixing to true angles and surfaces as necessary to ensure easy release during stripping and for reconditioning as necessary before re-use
The vertical strutting shall be carried down to such construction as is sufficiently strong to afford the required support without damage and shall remain in position until the newly constructed work is able to support itself
Formworks to soffits of solid slabs etc shall be deemed to be slabs not exceeding 250mm thick unless otherwise described
Formwork to soffits of slabs, beams, etc shall be deemed to be propped up exceeding 1,5m and not exceeding 3,5m high unless otherwise described
Formwork to sides of bases, pile caps, ground beams, etc will only be measured where it is prescribed by the engineer for design reasons. Formwork necessitated by irregularity or collapse of excavated faces will not be measured and the cost thereof shall be deemed to be included in the allowance for taking the risk of collapse of the sides of the excavations, provision for which is made in "Earthworks"
UNREINFORCED CONCRETE
| 25MPa/19mm concrete | H4
1 | Apron paving cast in panels | m3 | 13 | 1800 | 23400
| REINFORCED CONCRETE CAST AGAINST EXCAVATED SURFACES | H3
| 30MPa/19mm concrete | H4
2 | Strip foundations | m3 | 48 | 2524.69 | 121185.12
REINFORCED CONCRETE
30MPa/19mm concrete
3 | Surface beds cast in panels on waterproofing | m3 | 43 | 2524.69 | 108561.67
4 | Walls | m3 | 32 | 2524.69 | 80790.08
5 | Lift shaft walls | m3 | 22 | 2524.69 | 55543.18
6 | Columns | m3 | 46 | 2524.69 | 116135.74
7 | Slabs including beams and inverted beams | m3 | 351 | 2524.69 | 886166.19
8 | Slab over lift shaft | m3 | 1 | 2524.69 | 2524.69
9 | Cantilever slabs | m3 | 20 | 2524.69 | 50493.8
10 | Isolated beams | m3 | 1 | 2524.69 | 2524.69
11 | Stairs and landings | m3 | 14 | 2524.69 | 35345.66
| TEST BLOCKS | H4
12 | Making and testing 150 x 150 x 150mm concrete strength test cube | No | 88 | 550 | 48400
| CONCRETE SUNDRIES | H4
13 | Finishing top surfaces of concrete smooth with a wood float | m2 | 990 | 35 | 34650
14 | Apron paving to falls | m2 | 128 | 35 | 4480
| ROUGH FORMWORK (DEGREE OF ACCURACY II) | H3
| Rough formwork to sides | H4
15 | Walls with total height exceeding 3,5m and not exceeding 5m above bearing level | m2 | 85 | 450 | 38250
16 | Outer surface of lift shaft walls with total height not exceeding 3,5m above bearing level | m2 | 10 | 450 | 4500
17 | Outer surface of lift shaft walls with total height exceeding 3,5m and not exceeding 5,0m above bearing level | m2 | 115 | 450 | 51750
18 | Inner surface of lift shaft walls with total height not exceeding 3,5m above bearing level | m2 | 8 | 500 | 4000
19 | Inner surface of lift shaft walls with total height exceeding 3,5m and not exceeding 5m above bearing level | m2 | 93 | 550 | 51150
20 | Rectangular columns with total height not exceeding 3,5m above bearing level | m2 | 313 | 450 | 140850
21 | Rectangular columns with total height exceeding 3,5m and not exceeding 5m above bearing level | m2 | 190 | 450 | 85500
22 | Square columns with total height not exceeding 3,5m above bearing level | m2 | 24 | 450 | 10800
23 | Square columns with total height exceeding 3,5m and not exceeding 5m above bearing level | m2 | 35 | 450 | 15750
24 | Edge of slabs | m2 | 4 | 450 | 1800
25 | Inverted beams | m2 | 66 | 400 | 26400
26 | Inverted beams above concrete | m2 | 79 | 400 | 31600
27 | Edges, risers, ends and reveals not exceeding 300mm high or wide | m | 258 | 240 | 61920
28 | Edges of apron paving not exceeding 300mm high or wide | m | 118 | 240 | 28320
29 | Risers of stairs not exceeding 300mm high or wide | m | 132 | 240 | 31680
30 | Step in soffit of slabs not exceeding 300mm high | m | 15 | 240 | 3600
31 | Sloping and stepped outer edges of stairs 350mm high extreme | m | 63 | 240 | 15120
32 | Formwork to form door opening size 1050mm wide x 2210mm high through 230mm thick wall | No | 3 | 500 | 1500
33 | Rough formwork to soffits
34 | Slabs not exceeding 250mm thick propped up exceeding 3,5m and not exceeding 5m high | m2 | 554 | 280 | 155120
35 | Slabs exceeding 250mm and not exceeding 500mm thick propped up exceeding 1,5m and not exceeding 3,5m high | m2 | 60 | 280 | 16800
36 | Slabs exceeding 250mm and not exceeding 500mm thick propped up exceeding 3,5m and not exceeding 5m high | m2 | 538 | 280 | 150640
37 | Slabs exceeding 250mm and not exceeding 500mm thick propped up exceeding 10m and not exceeding 12,5m high | m2 | 30 | 280 | 8400
38 | Slab over lift shaft exceeding 250mmand not exceeding 500mm thick propped up over shaft 12,64m high | m2 | 4 | 280 | 1120
39 | Cantilever walkway or balcony slabs not exceeding 250mm thick propped up exceeding 7,5m and not exceeding 10m high | m2 | 14 | 280 | 3920
40 | Cantilever walkway or balcony slabs exceeding 250mm and not exceeding 500mm thick propped up exceeding 3,5m and not exceeding 5m high | m2 | 67 | 280 | 18760
41 | Sloping soffit of stairs | m2 | 34 | 280 | 9520
42 | Landings of stairs | m2 | 13 | 280 | 3640
43 | Rough formwork to sides and soffits
44 | Beams propped up exceeding 1,5m and not exceeding 3,5m high | m2 | 489 | 280 | 136920
45 | Isolated beams propped up exceeding 1,5m and not exceeding 3,5m high | m2 | 6 | 280 | 1680
| SMOOTH FORMWORK (DEGREE OF ACCURACY I) | H3
| Smooth formwork to sides | H4
46 | Walls with total height exceeding 3,5m and not exceeding 5m above bearing level | m2 | 127 | 400 | 50800
| MOVEMENT JOINTS ETC | H3
| Expansion joints with 12mm polystyrene between vertical surfaces | H4
47 | 12mm Joints not exceeding 300mm high between concrete and brick surfaces | m | 361 | 60 | 21660
| Saw cut joints | H4
48 | 6 x 30mm Saw cut joints in top of concrete | m | 125 | 50 | 6250
| REINFORCEMENT | H3
| High tensile steel reinforcement to structural concrete work | H4
49 | 8mm-16mm Diameter bars | t | 59.19 | 19500 | 1154205
Fabric reinforcement
50 | Type 193 fabric reinforcement in surface beds | m2 | 428 | 65 | 27820
BILL No. 2
CONCRETE, FORMWORK AND REINFORCEMENT
| CARRIED TO SUMMARY OF SECTION No.2 |  |  |  | 3941945.82
SECTION No.2
BILL No. 3
MASONRY
For preambles see "Model Preambles for Trades (2008 Edition)" and Supplementary
preambles as specified in the Trades
| SUPPLEMENTARY PREAMBLES | H2
| BRICKWORK | H2
| Sizes in descriptions | H4
Where sizes in descriptions are given in brick units, "one brick"
shall represent the length and "half brick" the width of a brick
| Linings to concrete | H4
Descriptions of linings to concrete, unless otherwise described,shall be deemed
to include wire ties
| Hollow walls etc | H4
Descriptions of hollow walls shall be deemed to include wire ties and leaving every fifth
perpend of the bottom course of the external skin open as a weep hole
| Reinforced brick lintels | H4
Lintels shall bear at least 160mm onto adjacent walling. Where such bearing cannot be
obtained due to the proximity of adjacent openings the lintel shall be continuous
| Face bricks | H4
Bricks shall be ordered timeously to obtain uniformity in size and colour
| Pointing | H4
Descriptions of recessed pointing to fair face brickwork and face brickwork shall be
deemed to include square recessed, hollow recessed, weathered pointing, etc
FOUNDATIONS (PROVISIONAL)
| Brickwork of NFX bricks (14 MPa nominal compressive strength) in class I mortar | H4
1 | One brick wall | m2 | 113 | 385 | 43505
2 | 300mm Hollow wall of two half brick skins with 100mm cavity filled solid with concrete | m2 | 7 | 430 | 3010
| Brickwork reinforcement | H4
3 | 75mm Wide reinforcement built in horizontally | m | 81 | 8 | 648
4 | 150mm Wide reinforcement built in horizontally | m | 662 | 8 | 5296
5 | Galvanised hoop iron cramps, ties, etc
6 | 40 x 1,6mm Wall tie 550mm long with one end shot pinned to concrete and other end built into brickwork | No | 192 | 65 | 12480
FACE BRICKWORK
Facings in 222 x 106 x 73mm Nebraska Travertine Face Brick pointed with recessed horizontal and flush vertical joints.
7 | Extra over brickwork for face brickwork | m2 | 35 | 315 | 11025
| SUPERSTRUCTURE | H3
| Brickwork of NFX bricks (14 MPa nominal compressive strength) in class I cement mortar | H4
8 | Half brick wall | m2 | 57 | 250 | 14250
9 | Half brick linings to concrete | m2 | 191 | 260 | 49660
10 | One brick wall | m2 | 1968 | 456.62 | 898628.16
11 | One parapet wall | m2 | 91 | 456.62 | 41552.42
12 | 300mm Hollow wall of two half brick skins with 100mm cavity filled solid with concrete | m2 | 48 | 420 | 20160
| BRICKWORK SUNDRIES | H3
| Brickwork reinforcement | H4
13 | 75mm Wide reinforcement built in horizontally | m | 678 | 8 | 5424
14 | 150mm Wide reinforcement built in horizontally | m | 5438 | 8 | 43504
| Prestressed fabricated lintels | H4
15 | 115 x 75mm Lintels in lengths not exceeding 3m | m | 320 | 75 | 24000
16 | 115 x 75mm Lintels in lengths exceeding 3m and not exceeding 4,5m | m | 38 | 75 | 2850
| Turning pieces | H4
17 | 115mm Wide turning piece to lintels etc | m | 107 | 80 | 8560
| Galvanised hoop iron cramps, ties, etc | H4
18 | 40 x 1,6mm Wall tie 550mm long with one end shot pinned to concrete and other end built into brickwork | No | 1624 | 65 | 105560
FACE BRICKWORK
EXTERNAL FACE BRICKWORK
Facings in 222 x 106 x 73mm Nebraska Travertine Face Brick pointed with recessed horizontal and flush vertical joints.
19 | Extra over brickwork for face brickwork | m2 | 1104 | 315 | 347760
20 | Face brick-on-edge header course lintel 115mm high 115mm wide, pointed on front and soffit | m | 107 | 160 | 17120
21 | Cut face brick-on-edge external window cill, 180mm wide, set sloping and slightly projecting in cement mortar and pointed on top, front edge and projecting soffit including all necessary fair raking cutting to facings under and fair and fitted ends | m | 91 | 160 | 14560
NUTEC-CEMENT/FIBRE-CEMENT WINDOW SILLS
Natural grey sills in single lengths bedded in class I mortar including metal fixing lugs etc
22 | 15 x 150mm Wide sills set flat and slightly projecting | m | 99 | 120 | 11880
PRECAST CONCRETE
Precast concrete finished smooth on exposed surfaces including erecting in position
23 | Coping 300mm wide horizontal to top of parapet walls | m | 101 | 250 | 25250
BILL No. 3
MASONRY
| CARRIED TO SUMMARY OF SECTION No.2 |  |  |  | 1706682.58
SECTION No.2
BILL No. 4
WATERPROOFING
For preambles see "Model Preambles for Trades (2008 Edition)" and Supplementary
preambles as specified in the Trades.
DAMP-PROOFING OF WALLS AND FLOORS
One layer of 375 micron approved embossed damp proof course
1 | In walls | m2 | 161 | 45 | 7245
One layer of 250 micron approved waterproof sheeting sealed at laps with pressure sensitive tape
2 | Under surface beds | m2 | 464 | 75 | 34800
WATERPROOFING TO ROOFS, ETC
4mm "Derbigum SP4" fully bonded duel reinforced waterproofing membrane laid by torch-on fusion, including bending up or down at walls and beams
3 | On screeded flat roofs | m2 | 503 | 180 | 90540
4 | Flashing strip 150mm girth at edge of beams- or slabs including sealing with mastic | m | 44 | 100 | 4400
5 | Flashing strip 150mm girth at turn-ups including sealing top edge with mastic | m | 207 | 100 | 20700
6 | Additional membrane at 100mm diameter outlet | No | 22 | 90 | 1980
Insulation layer
7 | 70mm Thick Isoboard extruded polystyrene insulation laid on waterproofing membrane | m2 | 458 | 150 | 68700
Protective layers
8 | Approved water permeable filter fabric sheeting laid on top of insulation layer | m2 | 458 | 90 | 41220
9 | 50mm Thick layer of 25mm selected washed stone chips laid on filter fabric layer | m2 | 458 | 160 | 73280
Two coats "Silvakote" bituminous aluminium paint
10 | On waterproofing to roofs | m2 | 45 | 90 | 4050
JOINT SEALANTS ETC
Approved clear silicone sealing compound including backing cord, bond breaker, primer, etc
11 | 6 x 30mm In saw cut joints | m | 125 | 60 | 7500
"Sika Pro 30" clear silicone sealing compound
12 | In 10mm wide horizontal joint in face brick wall at steel angle supports | m | 222 | 75 | 16650
BILL No. 4
WATERPROOFING
| CARRIED TO SUMMARY OF SECTION No.2 |  |  |  | 371065
SECTION No. 2
BILL No. 5
CARPENTRY AND JOINERY
For preambles see "Model Preambles for Trades (2008 Edition)" and Supplementary
preambles as specified in the Trades.
| SUPPLEMENTARY PREAMBLES | H2
| Particle board: | H3
Particle board shall comply with the following specifications:
a) SABS 1300 Particle board: exterior and flooring type
b) SABS 1301 Particle board: interior type
| Joinery: | H3
Descriptions of frames shall be deemed to include frames, transomes, mullions, rails, etc
Descriptions of hardwood joinery shall be deemed to include pelleting of bolt holes
| Fixing | H3
Items described as "nailed" shall be deemed to be fixed with hardened steel nails or
shot pins to brickwork or concrete
| Decorative laminate finish: | H3
Laminate finish shall be glued under pressure. Edge strips shall be butt jointed at
junctions with adjacent similar finish
DOORS ETC
Semi-solid flush doors with hardboard on both sides, hung to steel frames
1 | 40mm Door 850 x 2100mm high (D4) | No | 18 | 850 | 15300
2 | 40mm Double door in two equal leaves size 1200 x 2100mm high, hung folding with rebated meeting stiles (D2) | No | 12 | 2500 | 30000
Wrought meranti doors hung to steel frames
3 | 44mm Framed door with horizontal battens on both sides 850 x 2100mm high (D3&D7) | No | 57 | 4500 | 256500
4 | 44mm Framed double door in two equal leaves, each leave with horizontal battens on both sides, size 1500 x 2100mm high, hung folding with rebated meeting stiles (D6) | No | 6 | 6000 | 36000
SKIRTINGS
Wrought meranti
5 | 16 x 90mm Chamfered skirting, plugged to brickwork, plastered walls, etc. | m | 1037 | 65 | 67405
BILL No. 5
CARPENTRY AND JOINERY
| CARRIED TO SUMMARY OF SECTION No.2 |  |  |  | 405205
SECTION No. 2
BILL No. 6
CEILINGS, PARTITIONS AND ACCESS FLOORING
For preambles see "Model Preambles for Trades (2008 Edition)" and Supplementary
preambles as specified in the Trades.
| SUPPLEMENTARY PREAMBLES | H2
| Descriptions: | H4
Items described as "nailed" shall be deemed to be fixed with hardened steel nails or
pins or shot pinned to brickwork or concrete
Items described as "plugged" shall be deemed to include screwing to fibre, plastic or
metal plugs at not exceeding 600mm centres, and where described as "bolted" the bolts
have been given elsewhere
SUSPENDED CEILINGS
| 600 x 1200 x 15mm thick acoustic white square edged ceiling tiles, laid on 24mm wide x 38mm high pre-painted exposed grid tee suspension system, including all necessary hangers, grids and hold down clips. Ceiling perimeter to be finished with pre-painted wall angle, all in accordance with the manufacturer's recommendations and SABISA guidelines. | H4
1 | Suspended ceiling | m2 | 990 | 280 | 277200
| Skimmed ceiling system with 9mm thick plasterboard fixed at right angles using 25mm drywall screws at 150mm centres to steel brandering comprising steel brandering at 400mm centres in one direction only. All joints are to be covered with fiba tape and the entire surface plastered with 3mm to 6mm thick skimming plaster. | H4
2 | Skimmed ceiling | m2 | 428 | 280 | 119840
Ceiling wall trim: Aluminium shadow wall trim, fixed to plastered brickwork with 5 x 25mm wall anchors at 450mm centres.
3 | Ceiling wall trim | m | 345 | 187.87 | 64815.15
| Bulkheads | H4
4 | Vertical bulkhead 500mm high between suspended ceiling and slab soffit | m | 28 | 160 | 4480
"Donn SM 25" pre-painted shadowline cornices to suspended ceilings
5 | Cornices plugged | m | 1127 | 110 | 123970
Insulation
6 | Approved 100mm thick sound insulation material on top of suspended ceilings | m2 | 990 | 80 | 79200
BILL No. 6
CEILINGS
| CARRIED TO SUMMARY OF SECTION No.2 |  |  |  | 669505.15
SECTION No. 2
BILL No. 7
FLOOR COVERINGS, ETC.
For preambles see "Model Preambles for Trades (2008 Edition)" and Supplementary
preambles as specified in the Trades.
FLOOR COVERINGS
300 x 300 x 2,5mm Semi-flexible vinyl floor tiles
1 | On floors in two colour pattern | m2 | 1043 | 480 | 500640
Sealers
2 | Two coats floor dressing as recommended by the manufacturer of the floor coverings on vinyl flooring | m2 | 1043 | 80 | 83440
3 | Self leveling screed on floor for vinyl tiles | m2 | 1043 | 120 | 125160
BILL No. 7
FLOOR COVERINGS, ETC.
| CARRIED TO SUMMARY OF SECTION No.2 |  |  |  | 709240
SECTION No. 2
BILL No. 8
IRONMONGERY
For preambles see "Model Preambles for Trades (2008 Edition)" and Supplementary
preambles as specified in the Trades.
| SUPPLEMENTARY PREAMBLES | H2
| Descriptions | H4
Items described as "plugged" shall be deemed to include
screwing to fibre, plastic or metal plugs
| Finishes to ironmongery | H4
Where applicable finishes to ironmongery are indicated by
suffixes in accordance with the following list:
BS Satin bronze lacquered CH Chromium plated
SC Satin chromium plated
SE Silver enamelled
GE Grey enamelled
AS Anodised silver
AB Anodised bronze
AG Anodised gold
ABL Anodised black
PB Polished brass
PL Polished and lacquered
PT Epoxy coated
SD Sanded
HINGES, BOLTS, ETC
| 150mm Lever flush bolts | No | 36 | 40 | 1440
| Two ball-bearing butt hinges with Stainless Steel finish (Pair) | No | 54 | 650 | 35100
| LOCKS | H4
Locksets including handles
| Double cylinder lockset including two master keys. | No | 54 | 1000 | 54000
HANDLES
| Handle on 150 x 45mm pressed backplate with Anodised Silver finish including Euro Profile cylinder upright lock case and 66mm Euro Profile double cylinder. | No | 18 | 1000 | 18000
INDICATOR BOLTS
| Aluminium indicator bolts with anodised Silver finish. | No | 18 | 550 | 9900
INDICATOR BOLTS (PARA), RAILS, ETC
| Aluminium helping hand disabled facility indicator bolt with Anodised Silver finish. | No | 3 | 650 | 1950
"Vaal Paragon"
| 32mm Type 9 back grab rail 800mm long plugged | No | 3 | 1200 | 3600
| 32mm Type 8 side grab rail 900mm girth plugged | No | 3 | 1200 | 3600
PUSH PLATE
| Anodised Silver 152 x 76mm push plate, size 152 x 76mm. | No | 22 | 650 | 14300
HOOK
| Aluminium hat, coat, and robe hook with anodised Silver finish. | No | 22 | 650 | 14300
| SUNDRIES | H3
DOORSTOP
| Aluminium doorstop with anodised Silver finish. | No | 78 | 125 | 9750
DOOR CLOSER
| Medium duty cam action overhead door closer with slide channel and hold open and necessary mounting brackets, etc. | No | 30 | 4800 | 144000
| LETTERS, NAMEPLATES, ETC | H3
| Natural anodised aluminium plates engraved with international pictograms in colour | H4
| SIGNAGE: "Name plate" engraved grade 304 Stainless Steel sign, size 150 x 150 x 1,2mm with counter-sunk fixing holes plugged and screwed with aluminium screws. | No | 57 | 285 | 16245
| WALL MOUNTED PINNING BOARDS | H4
| Pinning board 1000 x 1000mm fixed to wall | No | 20 | 3500 | 70000
BILL No. 8
IRONMONGERY
| CARRIED TO SUMMARY OF SECTION No.2 |  |  |  | 396185
SECTION No. 2
BILL No. 9
METALWORK
For preambles see "Model Preambles for Trades (2008 Edition)" and Supplementary
preambles as specified in the Trades.
| Descriptions | H4
Descriptions of bolts shall be deemed to include nuts and washers
Descriptions of expansion anchors and bolts and chemical anchors and bolts shall be
deemed to include nuts, washers and mortices in brickwork or concrete
Metalwork described as"holed for bolt(s)" shall be deemed to exclude the bolts unless
otherwise described
| Drawings | H4
Tenderers are referred to architect's drawings annexed to this document for full details
of the windows, doors, etc
| MILD STEEL BALUSTRADE | H2
| 50 x 1100mm thick stainless steel balustrade complete with sections | H4
50mm Diameter x 2mm wall thickness x 1000mm high handrail welded to stauncheons at 1500mm centres complete with 16mm infill bars at 120mm centres and baseplate 150 x 65 x 10mm fixed to ground with 75mm long M10 expansion bolts.
1 | 50 x 1100mm thick steel sections | m | 241 | 1200 | 289200
| HOROZANTAL AND VERTICAL WINDOW LOUVERES | H2
Ventrite fire line vertical louvered ventilator, FVL 2000 colorbond sheet steel multi-porpose smoke
| SUNDRY GALVANIZED STEELWORK | H3
| Bearers for brick linings | H4
2 | 150 x 90 x 10mm Angle section bearers holed for bolts at 500mm centres | kg | 3646 | 65 | 236990
3 | M16 "Trufix" anchor bolt and fixing into side concrete beam or slab | No | 400 | 46 | 18400
| PRESSED STEEL DOOR FRAMES | H3
| 1,2mm Rebated frames suitable for half brick walls | H4
4 | Frame for door 850 x 2100mm high (D4) | No | 18 | 800 | 14400
| 1,2mm Rebated frames suitable for one brick walls | H4
5 | Frame for door 850 x 2100mm high (D3&D7) | No | 57 | 900 | 51300
6 | Frame for double door 1200 x 2100mm high (D2) | No | 12 | 1800 | 21600
7 | Frame for double door 1500 x 2100mm high (D6) | No | 6 | 1900 | 11400
| STRONG ROOM | H2
| SABS Category 2 strongroom door and frame complete with chrome finished furniture, overall frame size of 1500 x 2010mm | H3
Strongroom door with grille gate and frame Category 2 DS2 size 0,95 x 1,980m high overall, with a mass of 590kg, 10mm outer plate, two seven lever locks, etc. and fixed in position in opening in one brick wall
8 | Strong room door size, 1000 x 1970mm high | No | 1 | 31500 | 31500
| ALUMINIUM WINDOWS, DOORS, ETC | H3
| Purpose made charcoal powder coated windows glazed with 6mm clear glass | H4
9 | Window 1200 x 600mm high (W6) | No | 3 | 3456 | 10368
10 | Window 1800 x 600mm high (W5 & W8) | No | 14 | 5184 | 72576
11 | Window 2400 x 600mm high (W4) | No | 5 | 6912 | 34560
12 | Window 1000 x 1785mm high (W2) | No | 1 | 8592 | 8592
13 | Window 2000 x 1785mm high (W3) | No | 7 | 17184 | 120288
14 | Window 3000 x 1785mm high (W1) | No | 11 | 25776 | 283536
15 | Window 600 x 2000mm high (W9) | No | 3 | 5760 | 17280
16 | Window 2000 x 2435mm high (W7) | No | 2 | 23424 | 46848
| Purpose made charcoal powder coated doors glazed with 6.33mm clear safety glass | H4
17 | Double door and fanlight, size 1800 x 2720mm high, including ironmongery (D1) | No | 10 | 30502.08 | 305020.8
| Purpose made charcoal powder coated window walls/shopfronts glazed with 6mm clear safety glass | H3
| Purpose made charcoal powder coated shopfronts glazed with 6mm clear safety glass | H4
18 | Window wall 2000 x 10600mm high (SF1) | No | 2 | 101760 | 203520
19 | Window wall 2800 x 6830mm high (SF2) | No | 1 | 91795.2 | 91795.2
20 | Window wall 5285 x 3455mm high (SF3) | No | 2 | 87856.32 | 175712.64
21 | Window wall L-shaped on plan, size 4055 x 3455mm high overall (SF6) | No | 1 | 67428.48 | 67428.48
22 | Window wall L-shaped on plan, size 6945 x 3855mm high overall (SF5) | No | 1 | 128769.6 | 128769.6
23 | Window wall L-shaped on plan, size 8635 x 7000mm high overall (SF4) | No | 1 | 290304 | 290304
BILL No. 9
METALWORK
| CARRIED TO SUMMARY OF SECTION No.2 |  |  |  | 2531388.72
SECTION No. 2
BILL No. 10
PLASTERING
For preambles see "Model Preambles for Trades (2008 Edition)" and Supplementary
preambles as specified in the Trades.
| SCREEDS | H3
| 3:1 Cement plaster screeds steel trowelled on concrete | H4
1 | 25mm Thick on floors | m2 | 1578 | 130 | 205140
2 | 25mm Thick on thresholds, risers, etc. in narrow widths | m2 | 48 | 140 | 6720
| 3:1 Cement plaster screeds with 10% "Coprox" waterproofing additive added to the cement ratio of the mix, steel trowelled smooth on concrete | H4
3 | 25mm Thick on thresholds, risers, etc. in narrow widths | m2 | 29 | 140 | 4060
4 | Average 40mm thick on floors to falls (walkways and balconies) | m2 | 119 | 210 | 24990
5 | Average 60mm thick on roofs or floors to falls and currents | m2 | 45 | 280 | 12600
6 | Average 100mm thick on roofs or floors to falls and currents | m2 | 458 | 340 | 155720
7 | 75 x 75mm Triangular fillet against walls etc | m | 207 | 35 | 7245
| EXTERNAL PLASTER | H3
8 | On brickwork
| Plaster one coat nominal 15mm thick sand-cement plaster finished with a steel float | H4
9 | On walls | m2 | 131 | 120 | 15720
| Slush surface with plasterkey-cement slurry and plaster one coat nominal 15mm thick sand-cement plaster finished with a steel float | H4
10 | On ceilings | m2 | 194 | 120 | 23280
11 | On sloping ceilings | m2 | 19 | 120 | 2280
12 | On sloping and stepped edge of stairs | m2 | 14 | 120 | 1680
13 | On narrow widths | m2 | 12 | 120 | 1440
| INTERNAL PLASTER | H3
| Two coat plaster with gypsum finish on brickwork | H4
14 | On walls | m2 | 3793 | 120 | 455160
15 | On narrow widths | m2 | 49 | 135 | 6615
| On concrete | H3
| Slush surface with plasterkey-cement slurry, plaster one coat nominal 15mm thick sand-cement plaster and finish with semi-hydrate gypsum plaster in two coats applied by steel float | H4
16 | On walls | m2 | 161 | 215 | 34615
17 | On columns | m2 | 68 | 215 | 14620
18 | On columns flush with brickwork | m2 | 73 | 215 | 15695
19 | On beams and slab edges | m2 | 34 | 215 | 7310
20 | On ceilings | m2 | 1013 | 215 | 217795
21 | On sloping soffit of srairs | m2 | 16 | 215 | 3440
22 | On narrow widths | m2 | 1 | 215 | 215
| CORNER PROTECTORS, DIVIDING STRIPS, ETC | H4
23 | 3 x 30mm Flat section brass dividing strip or weather bar | m | 40 | 40 | 1600
BILL No. 10
PLASTERING
| CARRIED TO SUMMARY OF SECTION No.2 |  |  |  | 1217940
SECTION No. 2
BILL No. 11
TILING
For preambles see "Model Preambles for Trades (2008 Edition)" and Supplementary preambles as specified in the Trades.
| SUPPLEMENTARY PREAMBLES | H2
| Descriptions | H4
Unless described as "fixed with adhesive to plaster (plaster elsewhere)" descriptions of tiling on brick or concrete walls, columns, etc shall be deemed to include 1:4 cement plaster backing and descriptions of tiling on concrete floors etc shall be deemed to include 1:3 plaster bedding
| WALL TILING | H4
Allow the PC Sum of R200-00/m2 (two hundred rand per meter square) (net excluding VAT but including delivery and waste) purchase price for polished porcelain tile, size 600 x 600 fixed to internal wall plaster backing with TAL tile adhesive with joints continuous in both directions and grouted with tile grout, excess grout on the surface to be cleaned with water as work proceeds, all in accordance with the manufacturer's recommendations. (technical specification to be issued by supplier/manufacturer)
1 | On walls inclusive of narrow widths | m2 | 356 | 550 | 195800
| FLOOR TILING | H3
| EXTERNAL TILES | H4
| Allow the PC Sum of R350-00/m2 (three hundred and fifty rand per meter square) (net excluding VAT but including delivery and waste) purchase price for Non-slippery porcelain tiles, size 600 x 600mm, fixed to floor screed with TAL tile adhesive mixed with TAL Bond® in lieu of water with joints continuous in both directions and grouted with TAL tile grout, excess grout on the surface to be cleaned with water as work proceeds. (technical specification to be issued by supplier/ manufacturer). | H4
2 | On balconies and walkways | m2 | 119 | 255 | 30345
3 | On risers 170mm high of cut tiles | m | 72 | 80 | 5760
4 | On treads 250mm wide of cut tiles | m | 66 | 90 | 5940
| INTERNAL TILES | H4
Allow the PC Sum of R350-00/m2 (three hundred and fifty rand per meter square) (net excluding VAT but including delivery and waste) purchase price for porcelain tiles, size 600 x 600mm, fixed to internal floor screed with TAL tile adhesive mixed with TAL Bond® in lieu of water with joints continuous in both directions and grouted with TAL tile grout, excess grout on the surface to be cleaned with water as work proceeds. (technical specification to be issued by supplier/ manufacturer).
5 | On floors | m2 | 388 | 480 | 186240
6 | On risers 170mm high of cut tiles | m | 60 | 80 | 4800
7 | On treads 250mm wide of cut tiles | m | 53 | 80 | 4240
8 | On top of thresholds 115mm wide of cut tiles | m | 40 | 80 | 3200
CORNER PROTECTORS, ETC
9 | Stainless steel straight edge below tread tiles, thresholds or edges | m | 296 | 90 | 26640
BILL No. 11
TILING
| CARRIED TO SUMMARY OF SECTION No.2 |  |  |  | 462965
SECTION No. 2
BILL No. 12
PLUMBING AND DRAINAGE
For preambles see "Model Preambles for Trades (2008 Edition)" and Supplementary
preambles as specified in the Trades.
| SUPPLEMENTARY PREAMBLES | H2
| "Polycop" polypropylene pipes: | H3
Polypropylene pipes 54mm diameter and under shall be seamless copper coloured
class 16 pipes jointed with "Fast-fuse" heat welded thermoplastic or brass compression
fittings as designed for use with copper pipes as stated
Pipes shall be firmly fixed to walls etc with coloured nylon snap-in pipe clips with
provision for accommodating thermal movement and jointed and fixed strictly in
accordance with the manufacturer's instructions
All pipe diameters are nominal external
| "Polylink" polypropylene pipes: | H3
Polypropylene pipes 63mm diameter and over shall be class 12
pipes jointed with cast iron "Supraclamp" running joints
Fusion welded bends, once or twice mitred as necessary, and
tees shall be factory manufactured
Fusion welded bends and tees shall include jointing to pipes
with PVC rubber ring double Z joint couplers
Branch tees shall include flanged and bolted joints to "Polycop"
branch pipes in addition and for brass compression male iron to
copper straight couplers
Reducers shall include jointing to pipes with PVC rubber ring
double Z joint couplers and reducers shall be of sufficient
overall length to accommodate same
All pipes shall be jointed and fixed strictly in accordance with
the manufacturer's instructions
All pipe diameters are nominal external
| Concrete pipes: | H3
Pipes shall be jointed with ogee joints with rubber collars or
socket and spigot joints with rubber rings
| Vitrified clay pipes: | H3
Pipes shall rest on solid ground and, where necessary, pockets
of sufficient size shall be cut around joints to enable the jointing
to be properly performed or, alternatively, pipes shall be bedded
full length on and including unreinforced concrete laid in a
semi-dry state immediately before pipes are laid
Sewer and drainage pipes and fittings shall be jointed and
sealed with butyl rubber rings
| uPVC pipes and fittings: | H3
Soil, waste and vent pipes and fittings shall be solvent weld
jointed
| uPVC pressure pipes and fittings: | H3
Pipes for water supply shall be of the class stated
Pipes of 40mm diameter and smaller shall be plain ended with
solvent welded uPVC loose sockets and fittings
Pipes of 50mm diameter and greater shall have sockets and
spigots with push in type integral rubber ring joints. Bends shall
be uPVC and all other fittings shall be cast iron, all with similar
push-in type joints
| Copper pipes: | H3
Pipes shall be hard drawn and half-hard pipes of the class stated.
Class 0 (thin walled hard drawn) pipes shall not be bent. Class 1 (thin walled half-hard),
class 2 (half-hard) and class 3 (heavy walled half-hard) pipes shall only be bent with
benders with inner and outer formers. Fittings to copper waste, vent and anti-syphon
pipes, capillary solder fittings and compression fittings shall be "Cobra Watertech" type.
Capillary solder fittings shall comply with ISO 2016. Only compression
fittings shall be used in walls or in ground
| Fixing of pipes | H3
Unless specifically otherwise stated, descriptions of pipes
shall be deemed to include fixing to walls etc, casting in,
building in or suspending not exceeding 1m below
suspension level
| Lead pipes and fittings | H3
All soldered joints shall be wiped and brass unions shall be
used for jointing lead to steel
| Reducing fittings | H3
Where fittings have reducing ends or branches they are
described as "reducing". In the case of pipes with diameters
not exceeding 60mm only the largest end or branch size is
given. Should the contractor wish to use other fittings and
bushes or reducers he may do so on the understanding that no
claim in this regard will be entertained. In the case of pipes
with diameters exceeding 60mm all sizes are given and no
claim for extra bushes, reducers, etc will be entertained
| Wire gratings | H3
Descriptions of gutter outlets etc shall be deemed to include
wire balloon gratings
| Septic tanks | H3
Descriptions of septic tanks shall be deemed to include
excavation, bedding and jointing, concrete base slabs, jointing
to drains and backfilling, compaction, etc all in accordance with
the manufacturer's instructions
| Exposed concrete surfaces | H3
Exposed surfaces of concrete stormwater channels, cover
slabs, inspection eye marker slabs, gulley tops, cleaning eye
tops, catchpits, inspection chambers, etc shall be finished
smooth with plaster
| Excavations | H3
No claim for rock excavation will be entertained unless the
contractor has timeously notified the quantity surveyor thereof
prior to backfilling
"Soft rock" and "hard rock" shall be as defined in "Earthworks"
| Laying, backfilling, bedding, etc. of pipes | H3
Pipes shall be laid and bedded and trenches shall be carefully
backfilled in accordance with manufacturers' instructions
Where no manufacturers' instructions exist pipes shall be laid in
accordance with clauses 5.1 and 5.2 of each of the following:
SABS 1200 L : Medium-pressure pipelines
LD : Sewers
LE : Stormwater drainage
Pipe trenches etc shall be backfilled in accordance with clauses
3, 5.5, 5.6, 5.7 and 7 of SABS 1200
DB : Earthworks (Pipe trenches)
Pipes shall be bedded in accordance with clauses 3.1 to 3.4.1,
5.1 to 5.3 and 7 of SABS 1200
LB : Bedding (Pipes).
Unless otherwise described bedding of rigid pipes shall be
class B bedding
| Flush pans | H3
Flush pans shall have straight or side outlets and "P" or "S"
traps as necessary
| Stainless steelbasins, sinks, wash troughs, urinals, etc. | H3
Units shall have standard aprons on all exposed edges and
tiling keys against walls where applicable
| Waste unions | H3
Descriptions of waste unions shall be deemed to include rubber
or vulcanite plugs and chains fixed to fittings
| Steel sectional water tanks | H3
Tanks shall comply with SABS CKS 114
| "Densyl" petrolatum anti-corrosion tape as manufactured | H3
by Denso SA (Pty) Ltd.
Pipes to be taped shall be coated with the appropriate primer
and the tape shall be applied with minimum 15mm lap per
spiral unless otherwise described
Couplings and fittings to pipes shall be taped in strict
accordance with the manufacturer's instructions including all
mastic, tape, "Layflat" sheeting, securing of same, etc
RAINWATER DISPOSAL
DOWNPIPES, ETC
uPVC pipes
| 80mm Pipes cast into concrete or built into brickwork | m | 296 | 125 | 37000
Extra over uPVC pipes for fittings
| 80mm Bend | No | 68 | 140 | 9520
Cast iron full-flow outlets cast into concrete
| 80mm "Fullflow" centre bolt 90 degree side outlet connected to 800mm uPVC pipe | No | 34 | 550 | 18700
| SANITARY FITTINGS | H4
| Front flush close coupled WC colour White, 100mm outlet with cistern connected to 15mm water supply with foot of bowl sealed to floor with acetoxy silicone sealant. | No | 19 | 6836.25 | 129888.75
| COUNTERTOP BASIN: Washbowl colour White, overall size 475 x 475 x120mm, fixed to countertop and sealed with acetoxy silicone sealant where basin rim meets countertop, installation kit included. | No | 16 | 2903.18 | 46450.88
1242.5
| BASIN MIXER: Deck mounted basin mixer, overall size 136.93 x 43.38 x 123.74mm, installed in accordance with the manufacturer's recommendations. | No | 16 | 4990 | 79840
| FV: 20mm BSP, exposed, lever operated, chrome toilet flushing valve with back entry flush pipe. | No | 19 | 1436.99 | 27302.81
| URINAL (UR): 60cm urinal colour White, with back or top inlet and waste outlet including wall mounting brackets and connected to water supply, sealed with silicone sealant where urinal meets the wall. | No | 9 | 4000 | 36000
| URINAL DIVIDERS: 12mm compact high pressure laminate urinal screen colour Pastel Grey, overall size 450 x 750mm fixed to the wall with 304-grade stainless steel brackets. | No | 6 | 656.84 | 3941.04
| WC (WC2): Raised paraplegic CC WC with side lever and grab rails combo colour White 100mm outlet with cistern connected to 15mm water supply with the foot of bowl sealed to the floor with acetoxy silicone sealant. | No | 3 | 10023.75 | 30071.25
| BASIN (WHB2): 50cm Medical basin with brackets colour White fixed with stainless steel screws and washers to plugs in the all with optional concealed wall brackets sealed with acetoxy silicone sealant where basin meets the wall. | No | 3 | 9737.5 | 29212.5
| BASIN COLD WATER MIXER (M2) for paraplegic: Chrome finish Medical Pillar Tap with Blue/Red indices deck mounted basin mixer, overall size 63mm (h) x 41mm (d) x 79mm (l), installed in accordance with the manufacturer's recommendations. | No | 3 | 3237.5 | 9712.5 | 1242.5
| HAND DRYER (HD): Electric hand dryer colour white. Power 550W, 20 000RPM Drying time – 5 to 10 Seconds | No | 10 | 4723.25 | 47232.5
| TOILET PAPER DISPENSER (TD): White 2-roll toilet roll holder, overall size 130 x 130 x 260mm plugged and screw to wall with stainless steel screws. | No | 22 | 1242.5 | 27335
| PAPER TOWEL DISPENSER (PTD): Rolled Hand Towel Dispenser colour White overall size 236 x 430 x 241mm high. | No | 6 | 5681.13 | 34086.78
| CISTERN GRABRAIL: Cistern grab rail colour Silver fixed to walls with fixation bolts. | No | 3 | 2396.51 | 7189.53
| DOGLEG GRABRAIL: Dog Leg grab rail colour Silver fixed to walls with fixation bolts. | No | 3 | 2048.75 | 6146.25
| 200L 400kPa Direct Solar Geyser complies with SANS 1307, to be SABS 400kPa approved and with Electrical backup. | No | 6 | 21379.94 | 128279.64
| CAM AFRICA DC7540S/SEB single kitchen sink with drainer stainless steel L75cm x W40cm | No | 3 | 1248.75 | 3746.25
412.5
| 266 x208 x 184mm Sink mixer pillar type (TVRB6831/CH). Colour: Chrome | No | 3 | 2274.88 | 6824.64
| SOAP DISPENSER (SD): Hand Cleanser-Cassette 1L colour White, overall size 235 x 116 x 114mm high. | No | 13 | 412.5 | 5362.5
ALLOWANCES
| Allowance for soil drainage | Item | 1 | 60000 | 60000
| Allowance for waste piping and fittings | Item | 1 | 85000 | 85000
| Allowance for water piping and fittings | Item | 1 | 80000 | 80000
| Allowance for hot water generation | Item | 1 | 60000 | 60000
BILL No. 12
PLUMBING AND DRAINAGE
| CARRIED TO SUMMARY OF SECTION No.2 |  |  |  | 1008842.82
SECTION No. 2
BILL No. 13
GLAZING
For preambles see "Model Preambles for Trades (2008 Edition)" and Supplementary
preambles as specified in the Trades.
MIRRORS
6 mm Silvered float glass copper backed mirrors with polished edges holed for and fixed with chromium plated dome capped mirror screws with rubber buffers to plugs in brickwork or concrete
| Mirror 450 x 650mm high with four screws | No | 19 | 850 | 16150
BILL No. 13
GLAZING
| CARRIED TO SUMMARY OF SECTION No.2 |  |  |  | 16150
SECTION No. 2
BILL No. 14
PAINTWORK
For preambles see "Model Preambles for Trades (2008 Edition)" and Supplementary
preambles as specified in the Trades.
PAINTWORK ETC TO NEW WORK
ON FLOATED PLASTER
Prepare and stop with Interior Polyfilla, apply one coat X107 PVA Acrylic First Coater and apply two coats Polvin Super Acrylic PVA paint
| On internal walls | m2 | 4177 | 85 | 355045
| On internal ceilings and beams | m2 | 1063 | 95 | 100985
Prepare and stop with exterior crackfiller, apply one coat plaster primer and apply two coats Dulux Weatherguard paint for external use
| On external walls and projecting columns | m2 | 131 | 85 | 11135
| On external ceilings and beams | m2 | 239 | 95 | 22705
ON PRECAST CONCRETE
Prepare and stop with exterior crackfiller, apply one coat plaster primer and apply two coats Dulux Weatherguard paint for external use
| On external copings | m2 | 40 | 95 | 3800
ON FIBRE-CEMENT
Prepare and apply one coat X345 Time-Saver Sealer/Undercoat and apply two coats Plascon Velvaglo polyurethane enamel paint
| On internal flat cills | m2 | 15 | 80 | 1200
ON METAL
Prepare, touch up factory primer, apply one coat Namelcote Zinc Chromate Metal Primer, apply one coat Merit Universal Undercoat and apply two coats Plascon Universal Enamel Gloss Paint
| On pressed steel door frames | m2 | 177 | 100 | 17700
ON WOOD
Prepare and touch up knots with Spick & Span Patent Knotting, apply one coat Spick & Span Oil Based Wood Primer, stop with Mendall 90, apply one coat of Merit Universal Undercoat and apply one coat of Plascon Universal Enamel Gloss Paint
| On doors | m2 | 125 | 95 | 11875
Prepare and apply one coat Spick & Span Woodcoat Polyurethane Suede X44 Coating, stop with Spick & Span Wood Stopping and apply two coats of Spick & Span Woodcoat Polyurethane Suede X44 Coating, including sanding between coats
| On doors | m2 | 241 | 95 | 22895
| On skirtings, rails, etc not exceeding 300 mm girth | m | 1037 | 35 | 36295
BILL No. 14
PAINTWORK
| CARRIED TO SUMMARY OF SECTION No.2 |  |  |  | 583635
SECTION No.2 - BUILDING WORK SUMMARY
1 | EARTHWORKS |  | Page |  | 81904
2 | CONCRETE, FORM WORK AND REINFORCEMENT |  | Page |  | 3941945.82
3 | MASONRY |  | Page |  | 1706682.58
4 | WATERPROOFING |  | Page |  | 371065
5 | CARPENTRY AND JOINERY |  | Page |  | 405205
6 | CEILINGS, PARTITIONS AND ACCESS FLOORING |  | Page |  | 669505.15
7 | FLOOR COVERINGS, WALL LININGS, ETC. |  | Page |  | 709240
8 | IRONMONGERY |  | Page |  | 396185
9 | METALWORK |  | Page |  | 2531388.72
10 | PLASTERING |  | Page |  | 1217940
11 | TILING |  | Page |  | 462965
12 | PLUMBING AND DRAINAGE |  | Page |  | 1008842.82
13 | GLAZING |  | Page |  | 16150
14 | PAINTWORK |  | Page |  | 583635
| Carried to Final Summary |  |  |  | 14102654.09
SECTION No. 3
ELECTRICAL INSTALLATIONS
BILL No. 1
ELECTRICAL INSTALLATIONS
For preambles see "Model Preambles for Trades (2008 Edition)" and Supplementary
preambles as specified in the Trades.
SUPPLY AND DISTRIBUTION BOARDS
Supply, Install, test and commision existing distribution board - Flush mounted distribution board cupboards c/w all switchgear and breakers indicated on the drawings
Supply and install the following epoxy powder coated distribution boards complete with frames, trays and lockable doors suitable for equipment including an allowance for 20% spare capacity as indicated on the schematic drawings:
The following in 2mm mild steel powder coated finish surface mounted distribution board including furniture as per drawing #
1 | DB-A | No | 1 | 85000 | 80000
2 | DB-B | No | 1 | 50000 | 50000
3 | DB-C | No | 1 | 50000 | 50000
LOW VOLTAGE DISTRIBUTION
Supply, deliver, install and terminate Cu PVC SWA PVC 600/1000V Cable, in trenches, sleeves or on cable trays
120mm² x 4 core (From main supply to BD - A)
4 | Supply and delivery | Meter | 250 | 1430 | 357500
5 | Installation | Meter | 250 | 357.5 | 89375
6 | Termination, c/w glands, shrouds, lugs and connection | No | 12 | 92.5 | 1110
50mm² x 4 core (From main DB to BD - B)
7 | Supply and delivery | Meter | 30 | 1250 | 37500
8 | Installation | Meter | 30 | 312.5 | 9375
9 | Termination, c/w glands, shrouds, lugs and connection | No | 8 | 92.5 | 740
50mm² x 4 core (From main DB to BD - C)
10 | Supply and delivery | Meter | 40 | 1250 | 50000
11 | Installation | Meter | 40 | 312.5 | 12500
12 | Termination, c/w glands, shrouds, lugs and connection | No | 8 | 92.5 | 740
LIGHTING INSTALLATION
WIREWAYS
Supply and Install Trunking
Supply and install P8000 trunking suspended from slab and trusses in ceiling void.
13 | Supply and delivery | Meter | 300 | 850 | 255000
14 | Installation | Meter | 300 | 212.5 | 63750
Supply, delivery and installation of PVC conduits, surface mounted in ceiling voids and fixed to walls or cast-in or built into walls, including all fixing materials, bends, terminations, draw boxes, etc.
20mm diameter
15 | Supply and delivery | Meter | 1000 | 21 | 21000
16 | Installation | Meter | 1000 | 5.25 | 5250
Supply, delivery and installation of Conduit outlets boxes c/w locknuts and bushes built into brick or cast into concrete or surface mounted
65mm round box, c/w cover
17 | Supply and delivery | No | 287 | 21 | 6027
18 | Installation | No | 287 | 5.25 | 1506.75
Supply, delivery and installation of Conduit outlets boxes c/w locknuts and bushes built into brick or cast into concrete or surface mounted, c/w applicable cover
100 x 50 x 50 mm
19 | Supply and delivery | No | 70 | 15 | 1050
20 | Installation | No | 70 | 5 | 350
WIRING AND TERMINALS
Supply, delivery and installation of Cu Conductors:
1,5mm² PVC insulated conductor
21 | Supply and delivery | Meter | 2100 | 9.5 | 19950
22 | Installation | Meter | 2100 | 2.375 | 4987.5
1,5mm² bare copper earth wire
23 | Supply and delivery | Meter | 600 | 8.4 | 5040
24 | Installation | Meter | 600 | 2.1 | 1260
2.5mm² PVC insulated conductor
25 | Supply and delivery | Meter | 1500 | 25.2 | 37800
26 | Installation | Meter | 1500 | 6.3 | 9450
LIGHT FITTINGS
Supply, deliver, install, connect, test and commissioning the following light fittings
27 | TYPE F10 -Regent 1200x600mm Luxon Prism Backlit LED panel light fitting with seamless aluminium extruded frame and prismatic diffuser installed with 50W LEDs OR SIMILAR APPROVED. | No | 150 | 2200 | 330000
28 | TYPE C1 -Radiant opal down light white LED light fitting installed with 8W LED OR SIMILAR APPROVED. | No | 71 | 750 | 53250
29 | TYPE D1 - Eurolux Ivela LED Dixit RA11 Oscill tilt down light installed with 21W LED OR SIMILAR APPROVED. | No | 126 | 1850 | 233100
Supply, deliver, install, connect, test and commissioning of Sensors
Supply, delivery and installation of Conduit outlets boxes c/w locknuts and bushes built into brick or cast into concrete or surface mounted, c/w applicable cover 100 x 50 x 50mm
30 | Supply and delivery | No | 70 | 15 | 1050
31 | Installation | No | 70 | 5 | 350
ACCESSORIES
Supply, deliver and install accessories to boxes
32 | 5A, 3-pin socket outlets to trunking | No | 287 | 70 | 20090
33 | 16A, one lever one way switch | No | 70 | 150 | 10500
SMALL POWER INSTALLATION
WIREWAYS
Supply, delivery and installation of PVC conduits, surface mounted in ceiling voids and fixed to walls or cast-in or built into walls, including all fixing materials, bends, terminations, draw boxes, etc.
20mm diameter
34 | Supply and delivery | Meter | 900 | 7 | 6300
35 | Installation | Meter | 900 | 3 | 2700
36 | Supply and install conduit droppers chased or built into wall, consisting of 3 x 25mm dia & 2 x 20mm dia from wire basket & trunking in ceiling void to power skirting c/w 1.6mm draw wires | No | 15 | 12 | 180
Supply, delivery and installation of Conduit outlets boxes c/w locknuts and bushes built into brick or cast into concrete or surface mounted, c/w applicable cover
100 x 100 x 50 mm
37 | Supply and delivery | No | 25 | 15 | 375
38 | Installation | No | 25 | 5 | 125
39 | Supply, deliver and installation of the 2 compartment, two cover Midland power skirting complete with all accessories including internal/external bends, end caps etc. as per drawing # | Meter | 210 | 962 | 202020
Supply, delivery and installation of socket outlets16 A, 3-pin standard white SSO + 16 A,
3-pin Euro Scoket (SANS 164-2)
40 | Flush Mounted | No | 12 | 125 | 1500
41 | Mounted in floorbox | No | 0 | 0 | 0
42 | Surface mounted | No | 0 | 0 | 0
43 | Power skirting mounted | No | 60 | 250 | 15000
16 A, 3-pin double white SSO + 16 A, 3-pin Euro Scoket (SANS 164-2)
44 | Flush Mounted | No | 32 | 320 | 10240
45 | Mounted in floorbox | No | 10 | 250 | 2500
46 | Surface mounted | No | 0 | 0 | 0
47 | Power skirting mounted | No | 0 | 0 | 0
16 A, 3-pin dedicated red SSO
48 | Flush Mounted | No | 0
49 | Mounted in floorbox | No | 0 | 150 | 0
50 | Power skirting mounted, 45 degree (including plug top) | No | 50 | 280 | 0
Supply and installation of power skirting accessories
51 | Blank cover plate suitable for RJ 11 telephone outlet | No | 40 | 120 | 4800
52 | Blank cover plate suitable for RJ 49 data outlet | No | 45 | 105 | 4725
WIRING AND TERMINALS
Supply, Deliver and installation of Cu Conductors:
2.5mm² PVC insulated conductor
53 | Supply and delivery | Meter | 1800 | 18 | 32400
54 | Installation | Meter | 1800 | 4.5 | 8100
4mm² PVC insulated conductor
55 | Supply and delivery | Meter | 800 | 25 | 20000
56 | Installation | Meter | 800 | 6.25 | 5000
4mm² Surfix (For HVAC)
57 | Supply and delivery | Meter | 500 | 40 | 20000
58 | Installation | Meter | 500 | 10 | 5000
EXTERNAL LIGHTING
Supply, deliver, install, connect, test and commissioning the following external light fittings
59 | TYPE W1 - Beka Series23 274x274mm Wall-mounted 13W LED bulkhead light fitting with high-pressure die cast aluminium base and trim ring, and opal high impact acrylic diffuser or SIMILAR APPROVED. | No | 17 | 2000 | 34000
WIRING AND TERMINALS
Supply, delivery and installation of Cu Conductors:
2,5mm² PVC insulated conductor
60 | Supply and delivery | Meter | 1000 | 11.9 | 11900
61 | Installation | Meter | 1000 | 7 | 7000
2,5mm² bare copper earth wire
62 | Supply and delivery | Meter | 400 | 8.4 | 3360
63 | Installation | Meter | 400 | 7 | 2800
Day Light switch
64 | Supply and installation | No | 2 | 830 | 1660
PROVISIONAL SUMS
SECURITY SYSTEM
65 | Allow a provisional sum of R1370 000.00 (Three Hundred and Seventy Thousand Rands) for the supply and installation of the security system (CCTV cameras and Access Control). | Sum | 1 | 370000 | 370000
66 | Allow for profit on last if required | % | 5% | 370000 | 18500
67 | Allow for attendance | % | 5% | 370000 | 18500
FIRE DETECTION
68 | Allow a provisional sum of R350 000,00 (Three hundred and fifty thousand rands) for the supply and installation of Fire detection | sum | 1 | 350000 | 350000
69 | Allow for profit on last if required | % | 5% | 350000 | 17500
70 | Allow for attendance | % | 5% | 350000 | 17500
LIGHTNING PROTECTION & EARTHING
71 | Allow a provisional sum of R250 000,00 (Two hundred and fifty thousand rands) for the installation of lightning protection and earthing (Using a lightning protection company to be approved by the engineer for the installation of lightning protection system) | sum | 1 | 250000 | 250000
72 | Allow for profit on last if required | % | 5% | 250000 | 12500
73 | Allow for attendance | % | 5% | 250000 | 12500
GENERAL
INSPECTION, TESTING AND COMMISSIONING
74 | Inspection, testing and handing over of the complete installation in the presence of Engineer and certify the results on the Certificate of compliances by an accredited (Master Installation Electrician). | Sum | 1 | 25000 | 25000
LABELLING
75 | Lable all circuits, DB's and install signage to the panels | sum | 1 | 6000 | 6000
BILL No. 1
ELECTRICAL INSTALLATIONS
| CARRIED TO FINAL SUMMARY |  |  |  | 3319286.25
SECTION No. 4
MECHANICAL INSTALLATIONS
SECTION No. 4
BILL No. 1
HVAC
Note 1: In all instances Rates tendered shall separate supply/delivery and installation of the relevant item. Commissioning and testing are covered separately.
Note 2: Quantities reflected in these Bills are for tendering purposes. Contractors must order equipment based on site requirements.
| HVAC SYSTEM | H4
Outdoor VRV condensing unit complete with all fans, compressors, mode control units, refrigeration circuitry, piping connections, anti-vibration mountings, supports, cabling, sensors, safeties and controls.
1 | AM120AXVANR/EA - 33.6 kW Cooling, 37.8 kW Heating | No. | 1 | 180000 | 180000
2 | AM120AXVANR/EA - 50.4 kW Cooling, 56.7 kW Heating | No. | 1 | 210000 | 210000
VRV mode control unit (MCU) complete with high pressure and low pressure piping connections from outdoor unit, liquid and gas connections to indoor units, all internal coils, piping, fittings, safeties, cabling and controls including drain pan and drain connection, multi-kits and connection kits
3 | MCU - S4NEK2N 2 Port MCU Kit | No. | 5 | 27300 | 136500
4 | MCU - S4NEK3N 4 Port MCU Kit | No. | 6 | 27300 | 163800
5 | MCU - S6NEK2N 6 Port MCU Kit | No. | 3 | 33800 | 101400
6 | MCU - S6NEK3N 6 Port MCU Kit | No. | 3 | 33800 | 101400
Control system for VRV condensing units, mode control unit, indoor split VRV units and allied equipment complete, including control panel, local and remote control elements for units and all sub-systems, variable speed drives, duct pressure sensors, temperature sensors and controls ,etc., including interlinking cabling between control panel and equipment (condensors, etc.) complete.
7 | Central control system per floor | No. | 3 | 35000 | 105000
8 | Wireless remote controller | No. | 4 | 1500 | 6000
9 | Wired remote controller | No. | 37 | 1500 | 55500
10 | Motion detect sensor | No. | 37 | 1850 | 68450
Electrical reticulation for HVAC system complete from HVAC control panel in plant area to all indoor evaporating units including all cabling, conduit, fittings, isolators, circuit breakers, drawboxes and all other equipment necessary to render the electrical installation to the HVAC system fully operational and compliant with the relevant SANS specifications.
11 | Electrical installation to HVAC system | No. | 3 | 35000 | 105000
4way Cassette Wind-free VRV Type Split Air-Conditioning Indoor Units
Unit consisting of evaporator, installed in suspended ceiling complete including integral drain pump, drain connection, refrigeration piping, drain piping and connection of refrigerant piping and control cabling, as well as remote control station and allied control wiring.
12 | 1.5kW Total Cooling, 1.7kW Total Heating (CAS1) | No. | 16 | 9100 | 145600
13 | 2.2kW Total Cooling, 2.5kW Total Heating (CAS2) | No. | 3 | 8450 | 25350
14 | 2.8kW Total Cooling, 3.2kW Total Heating (CAS3) | No. | 8 | 8840 | 70720
15 | 3.6kW Total Cooling, 4.0kW Total Heating (CAS4) | No. | 6 | 9100 | 54600
16 | 4,5kW Total Cooling, 5.0kW Total Heating (CAS5) | No. | 9 | 9750 | 87750
17 | 6.0kW Total Cooling, 6.8kW Total Heating (CAS7) | No. | 2 | 12000 | 24000
Y - joint for refrigeration piping between VRV outdoor units, mode control and indoor units, installed on cable tray (measured elsewhere) complete with insulation on both suction and liquid line, as specified.
18 | MXJ-YA1500M 22,4kW and below | No. | 6 | 1950 | 11700
19 | MXJ-YA1509M 15.0kW and below | No. | 2 | 1950 | 3900
20 | MXJ-YA2500M over 22,4 - 70,3kW and below | No. | 7 | 2350 | 16450
21 | MXJ-YA2512M Over 15,0kW - 40.0kW and below | No. | 9 | 1950 | 17550
22 | MXJ-YA2815M Over 45,0 - 70.3kW and below | No. | 2 | 2350 | 4700
23 | MXJ-YA3800M Over 135.Kw | No. | 2 | 2950 | 5900
24 | MXJ-YA4422M Over 135.kW | No. | 3 | 2950 | 8850
25 | MXJ-TA3800M 135,2kW and below | No. | 3 | 2950 | 8850
26 | MXJ-TA4122M 140,2kW and below | No. | 2 | 2950 | 5900
PIPING
Hard drawn refrigeration piping between VRV condensing units and mode change units, installed on cable tray (measured elsewhere) complete with insulation and cladding on high pressure, low pressure, liquid and heat recovery lines, as specified.
27 | 6.35mm diameter refrigerant copper pipe | m | 260 | 90 | 23400
28 | 9.52mm diameter refrigerant copper pipe | m | 96 | 100 | 9600
29 | 12.7mm diameter refrigerant copper pipe | m | 330 | 120 | 39600
30 | 15.88mm diameter refrigerant copper pipe | m | 159 | 150 | 23850
31 | 19.05mm diameter refrigerant copper pipe | m | 44 | 170 | 7480
32 | 22.22mm diameter refrigerant copper pipe | m | 26 | 190 | 4940
33 | 28.58mm diameter refrigerant copper pipe | m | 33 | 210 | 6930
34 | 34.92mm diameter refrigerant copper pipe | m | 24 | 250 | 6000
35 | 41.28mm diameter refrigerant copper pipe | m | 14 | 310 | 4340
Elbow joint for refrigeration piping between VRV outdoor units, mode control and indoor units, installed on cable tray (measured elsewhere) complete with insulation on both suction and liquid line, as specified.
36 | 12,7mm diameter | No. | 10 | 450 | 4500
37 | 15.88mm diameter | No. | 10 | 550 | 5500
38 | 19,05mm diameter | No. | 26 | 650 | 16900
39 | 22,22mm diameter | No. | 21 | 750 | 15750
40 | 28,58mm diameter | No. | 22 | 780 | 17160
41 | 34,92mm diameter | No. | 16 | 810 | 12960
42 | 41,28mm diameter | No. | 13 | 890 | 11570
Indoor units panel as per specification.
43 | PC4NUFMAN - Wind-Free Panel 4Way | No. | 37 | 2500 | 92500
Galvanised sheet metal cable rack support for refrigerant piping, fixed to roof structure and external walls.
44 | 305mm wide tray | m | 90 | 450 | 40500
45 | 155mm wide tray | m | 80 | 320 | 25600
46 | 76mm wide tray | m | 250 | 210 | 52500
Extra over cable rack for vertical or horizontal fitting (Bend, T-piece)
47 | 305mm wide fitting | No. | 45 | 510 | 22950
48 | 155mm wide fitting | No. | 41 | 420 | 17220
49 | 76mm wide fitting | No. | 126 | 380 | 47880
Galvanised sheet metal trunking with removeable lid for refrigerant piping, fixed to roof structure and external walls.
| 350mm wide trunking | m | 30 | 320 | 9600
Extra over cable tray for vertical or horizontal fitting (Bend, T-piece)
50 | 350mm wide fitting | No. | 16 | 450 | 7200
Interconnecting cabling
51 | Interconnecting multi-core cabling between split unit indoor and outdoor units, run on cable trays supporting refrigerant piping. | m | 260 | 210 | 54600
PVC condensate piping surface run on external walls
52 | 32mm diameter pipe | m | 150 | 90 | 13500
53 | 25mm diameter pipe | m | 100 | 75 | 7500
Extra over for PVC pipe fittings (bends, tees, connections).
54 | 32mm diameter fittings | No. | 73 | 182 | 13286
55 | 25mm diameter fittings | No. | 49 | 150 | 7350
56 | All Refrigerant R410a required for VRV System 1 | kg | 60 | 450 | 27000
FANS
Descriptions of fan/attenuator assemblies shall be deemed to include supports and anti-vibration mountings from the structure, connections to, and including two attenuators per fan, flexible connections to ductwork, and all electrical connections.
Wall mounted axial flow fan with weather lourve and weather 2-off sound attenuators complete
57 | 250mm dia, 0.125m3/s at 150Pa - SAF1 | No. | 6 | 22000 | 132000
58 | 315mm dia, 0.223m3/s at 150Pa - SAF2 | No. | 4 | 25000 | 100000
59 | 200mm dia, 0.192m3/s at 150Pa - EAF1 | No. | 3 | 15000 | 45000
GRILLES, DIFFUSERS, LOUVRES, DAMPERS AND SLEEVES NOT FORMING PART OF FAN ASSEMBLIES MEASURED ELSEWHERE
Exhaust air grille, suited installation in circular uninsulated ducting including rectangular spigot
60 | 150mm diameter (EAG) | No. | 18 | 2500 | 45000
61 | 150mm diameter (SDV1) | No. | 26 | 2500 | 65000
Hand over to builder for installation in wall or beam or door opening
62 | 300mm wide x 200mm high weather louvre with wire mesh screen. (WL1) | No. | 10 | 4000 | 40000
63 | 400mm wide x 300mm high weather louvre with wire mesh screen. (WL2) | No. | 5 | 4500 | 22500
DUCTING
Rectangular ducting, uninsulated with flanged connections, supported as per Standard Specification.
64 | 300 x 300mm | m | 12 | 560 | 6720
65 | 150 x 150mm | m | 40 | 270 | 10800
66 | 100 x 150mm | m | 30 | 270 | 8100
67 | 100 x 100mm | m | 40 | 270 | 10800
Transformation piece in uninsulated rectangular duct
68 | 300 x 200mm to 200 x 200mm | No. | 1 | 600 | 600
69 | 250 x 150mm to 150 x 150mm | No. | 1 | 450 | 450
70 | 150 x 150mm to 100 x 150mm | No. | 1 | 450 | 450
71 | 200mm diameter to 300 x 200mm | No. | 3 | 390 | 1170
72 | 250mm diameter to 300 x 200mm | No. | 1 | 390 | 390
73 | 315mm diameter to 400 x 300mm | No. | 1 | 390 | 390
Stop end in uninsulated rectangular duct
74 | 100mm diameter | No. | 6 | 280 | 1680
75 | 100 x 100mm | No. | 8 | 260 | 2080
76 | 100 x 150mm | No. | 1 | 280 | 280
77 | 300 x 300mm | No. | 1 | 260 | 260
Take-off shoe, uninsulated, 200mm long connected to uninsulated rectangular ducting, including cut-in to parent duct, suited to take-off duct size
78 | 100 x 100mm | No. | 5 | 550 | 2750
79 | 100 x 150mm | No. | 5 | 600 | 3000
Round spigot, uninsulated, 200mm long connected to uninsulated rectangular ducting, including cut-in to parent duct
80 | 100mm diameter | No. | 6 | 500 | 3000
Uninsulated, fire rated flexible ducting
81 | 100mm diameter | m | 30 | 180 | 5400
82 | 150mm diameter | m | 20 | 150 | 3000
WORKSHOP DRAWINGS
83 | The contractor shall make provision for a detailed set of workshop and as-built layout drawings of the entire installation, as the project progresses. Refer to standard detailed specification regarding project drawings. | Item | 1 | 30000 | 30000
COMMISSING AND TESTING
84 | Commission and test the air conditioning and ventilation installation in accordance with Standard Specifications. | Item | 1 | 45000 | 45000
GUARANTEE
85 | Free maintenance and guarantee on the installation as a whole in accordance with the Detailed Specifications. | Item | 1 | 90000 | 90000
BILL No. 1
HVAC
| CARRIED TO SECTION No.4 SUMMARY |  |  |  | 3050356
SECTION No. 4
BILL No. 2
FIRE PROTECTION
Supply, delivery, installation, commissioning and testing of the fire protection equipment and signage complete with fixtures, fittings, connections and accessories.
PIPING
uPVC Class 16 pressure pipes with butt welded joints
1 | 75mm Pipes laid in and including excavation not exceeding 1m deep | m | 28 | 350 | 9800
2 | 110mm Pipes laid in and including excavation not exceeding 1m deep | m | 30 | 400 | 12000
Extra over uPVC Class 16 pressure pipes with couple on joints
3 | 75mm Fitting | No | 16 | 450 | 7200
4 | 110mm Pipes | No | 17 | 600 | 10200
Galvanised Mild Steel pressure pipes
5 | 25mm Pipes | m | 20 | 100 | 2000
6 | 50mm Pipes | m | 20 | 180 | 3600
7 | 75mm Pipes | m | 20 | 240 | 4800
Extra over Galvanised Mild Steel pressure pipes
8 | 25mm Fitting | No | 11 | 220 | 2420
9 | 50mm Fitting | No | 11 | 250 | 2750
10 | 75mm Fitting | No | 11 | 320 | 3520
FIRE EQUIPMENT
11 | ABC and Dry Chemical Powder, 4,5kg, mounted inside cabinet. | No | 5 | 1800 | 9000
12 | ABC and CO2, 4,5kg, mounted inside cabinet. | No | 2 | 1800 | 3600
13 | Fire hose reel inside steel cabinate, 30m hose at discharge rate of 0,5l/s @400kPa | No | 2 | 2600 | 5200
14 | Fire Signage with electrical power, size 190 x 190mm | No | 4 | 460 | 1840
15 | Fire Equipment Signage laminated to glow in the dark, size 190 x 190mm | No | 18 | 360 | 6480
PAINTING
16 | Painting of the air-conditioning installation as per the Standard Specifications (Fire Protection). | m2 | 50 | 600 | 30000
PRESSURE TESTING
17 | The Contractor shall make provision to pressure test the installation during construction - See Standard specification. | Item | 1 | 4000 | 4000
PLUMBING CERTIFICATE (CoC)
18 | The Contractor shall make provision to issue certiicate of compliance (COC) for the entire installation after commissioning - See Standard specification. | Item | 1 | 5000 | 5000
BILL No. 2
FIRE PROTECTION
| CARRIED TO SECTION No.4 SUMMARY |  |  |  | 123410
SECTION No. 4
BILL No. 3
WET SERVICES
HOT WATER GENERATION
Supply, delivery, installation, commissioning and testing of the hot water generation system with storage complete with fixtures, fittings, connections and accessories.
1 | 50l under counter geyser with electrical element, provided with thermal insulation. | No | 6 | 35000 | 210000
2 | 10L Vertical mounted hydroboil unit above sink including all accessories complete | No | 4 | 25000 | 100000
DOMESTIC WATER
Class "2" hard drawn capillary type copper tubing, including straighty couplers in running lengths fixed to/in walls, in ceilings, against soffits for Cold and Hot Water, insulated.
3 | 15mm Pipes | m | 16 | 145 | 2320
4 | 22mm Pipes | m | 18 | 165 | 2970
5 | 28mm Pipes | m | 16 | 185 | 2960
6 | 35mm Pipes | m | 15 | 215 | 3225
7 | 15mm Pipe in and including chase in brickwork | m | 18 | 165 | 2970
8 | 22mm Pipe in and including chase in brickwork | m | 16 | 185 | 2960
9 | 28mm Pipe in and including chase in brickwork | m | 18 | 215 | 3870
10 | 35mm Pipe in and including chase in brickwork | m | 10 | 230 | 2300
Extra over Class "2"hard drawn type copper tubing for fittings, insulated.
Common fittings (elbows, tees, reducers, crossovers, etc)
11 | 15mm Fittings | No | 18 | 100 | 1800
12 | 22mm Fittings | No | 19 | 150 | 2850
13 | 28mm Fittings | No | 21 | 180 | 3780
14 | 35mm Fittings | No | 10 | 200 | 2000
Class 16 uPVC pressure pipes with joints and concrete on bends and fittings
15 | 50mm Pipes laid in ground in and including excavation not exceeding 1m deep | m | 30 | 250 | 7500
Extra over Class 16 uPVC pressure pipes with joints
16 | 50mm Fittings | No | 15 | 484 | 7260
INTERNAL DRAINAGE
uPVC soil and vent pipes
17 | 50mm Pipes | m | 78 | 185 | 14430
18 | 50mm Pipes chased into brickwork | m | 30 | 210 | 6300
19 | 50mm Pipes laid in ground in and including excavation not exceeding 1m deep | m | 29 | 250 | 7250
20 | 110mm Pipes | m | 80 | 185 | 14800
21 | 110mm Pipes laid in ground in and including excavation not exceeding 1m deep | m | 50 | 250 | 12500
uPVC Fittings
22 | 50mm Bend | No | 75 | 85 | 6375
23 | 50mm Access bend | No | 75 | 85 | 6375
24 | 50mm Junction | No | 75 | 85 | 6375
25 | 110mm Fittings | No | 75 | 85 | 6375
Concrete gully fitted with accessories
26 | 110mm gully with grid | No | 12 | 1200 | 14400
Concrete rodding eye fitted with cover
27 | 110mm rodding eye with cover | No | 14 | 1600 | 22400
PAINTING
28 | Painting of the air-conditioning installation as per the Standard Specifications (Wet Services). | m2 | 36 | 600 | 21600
PRESSURE TESTING
29 | The Contractor shall make provision to pressure test the installation during construction - See Standard specification. | Item | 1 | 4000 | 4000
PLUMBING CERTIFICATE (CoC)
30 | The Contractor shall make provision to issue certiicate of compliance (COC) for the entire installation after commissioning - See Standard specification. | Item | 1 | 5000 | 5000
BILL No. 3
WET SERVICES
| CARRIED TO SECTION No.4 SUMMARY |  |  |  | 506945
SECTION No.4 - MECHANICAL INSTALLATIONS
1 | HVAC |  | Page |  | 3050356
2 | FIRE PROTECTION |  | Page |  | 123410
3 | WET SERVICES |  | Page |  | 506945
| Carried to Final Summary |  |  |  | 3680711
| SECTION No.5 | H1
EXTERNAL WORKS
SECTION No. 5
| BILL No.1 | H1
WATER SUPPLY, SOIL- AND STORMWATER DRAINAGE
For preambles see "Model Preambles for Trades (2008 Edition)" and Supplementary
preambles as specified in the Trades.
| SUPPLEMENTARY PREAMBLES | H2
| Nature of ground | H4
The nature of the ground is assumed to be sandy weathered granite, therefore "earth",
but possibly interspersed with "hard rock"
| Excavation for working space in rock | H4
Notwithstanding clause 11 page 8 of the Standard System
of Measuring Building Work, excavation for working space
in rock will be measured in cubic metres to the extent
executed and given as "extra over" bulk excavation or
trench and hole excavation as the case may be
| Carting away of excavated material | H4
Descriptions of carting away of excavated material shall be
deemed to include loading excavated material onto trucks
directly from the excavations or, alternatively, from stock
piles situated on the building site
| Filling | H4
Notwithstanding the reference to prescribed multiple
handling in clause 1 page 6 of the Standard System of
Measuring Building Work, prices for filling and backfilling
shall include for all selection and any multiple handling of
material
| Soil poisoning | H4
Ant and weed poisoning will be applied in accordance to
SABS specifications by Registered and Approved
Specialists who will issue a five (5) year guarantee. The
contractor will only be paid for this items once they have
produced the said cerfificate to the Project Manager.
| "Polycop" polypropylene pipes | H3
Polypropylene pipes 54mm diameter and under shall be
seamless copper coloured class 16 pipes jointed with
"Fast-fuse" heat welded thermoplastic or brass compression
fittings as designed for use with copper pipes as stated
Pipes shall be firmly fixed to walls etc with coloured nylon
snap-in pipe clips with provision for accommodating thermal
movement and jointed and fixed strictly in accordance with the
manufacturer's instructions
All pipe diameters are nominal external
| "Polylink" polypropylene pipes: | H3
Polypropylene pipes 63mm diameter and over shall be class 12
pipes jointed with cast iron "Supraclamp" running joints
Fusion welded bends, once or twice mitred as necessary, and
tees shall be factory manufactured
Fusion welded bends and tees shall include jointing to pipes
with PVC rubber ring double Z joint couplers
Branch tees shall include flanged and bolted joints to "Polycop"
branch pipes in addition and for brass compression male iron to
copper straight couplers
Reducers shall include jointing to pipes with PVC rubber ring
double Z joint couplers and reducers shall be of sufficient
overall length to accommodate same
All pipes shall be jointed and fixed strictly in accordance with
the manufacturer's instructions
All pipe diameters are nominal external
| uPVC pipes and fittings: | H3
Sewer and drainage pipes and fittings shall be jointed and
sealed with butyl rubber rings
Soil, waste and vent pipes and fittings shall be solvent weld
jointed
| uPVC pressure pipes and fittings: | H3
Pipes for water supply shall be of the class stated
Pipes of 40mm diameter and smaller shall be plain ended with
solvent welded uPVC loose sockets and fittings
Pipes of 50mm diameter and greater shall have sockets and
spigots with push in type integral rubber ring joints. Bends shall
be uPVC and all other fittings shall be cast iron, all with similar
push-in type joints
| Copper pipes: | H3
Pipes shall be hard drawn and half-hard pipes of the class
stated. Class 0 (thin walled hard drawn) pipes shall not be bent.
Class 1 (thin walled half-hard), class 2 (half-hard) and class 3
(heavy walled half-hard) pipes shall only be bent with benders
with inner and outer formers. Fittings to copper waste, vent and
anti-syphon pipes, capillary solder fittings and compression
fittings shall be "Cobra Watertech" type. Capillary solder fittings
shall comply with ISO 2016. Only compression fittings shall be
used in walls or in ground
| Reducing fittings | H3
Where fittings have reducing ends or branches they are
described as "reducing". In the case of pipes with diameters
not exceeding 60mm only the largest end or branch size is
given. Should the contractor wish to use other fittings and
bushes or reducers he may do so on the understanding that no
claim in this regard will be entertained. In the case of pipes
with diameters exceeding 60mm all sizes are given and no
claim for extra bushes, reducers, etc will be entertained
| Wire gratings | H3
Descriptions of gutter outlets etc shall be deemed to include
wire balloon gratings
| Exposed concrete surfaces | H3
Exposed surfaces of concrete stormwater channels, cover
slabs, inspection eye marker slabs, gulley tops, cleaning eye
tops, catchpits, inspection chambers, etc shall be finished
smooth with plaster
| Excavations | H3
No claim for rock excavation will be entertained unless the
contractor has timeously notified the quantity surveyor thereof
prior to backfilling
"Soft rock" and "hard rock" shall be as defined in "Earthworks"
| Laying, backfilling, bedding, etc. of pipes | H3
Pipes shall be laid and bedded and trenches shall be carefully
backfilled in accordance with manufacturers' instructions
Where no manufacturers' instructions exist pipes shall be laid in
accordance with clauses 5.1 and 5.2 of each of the following:
SABS 1200 L : Medium-pressure pipelines
LD : Sewers
LE : Stormwater drainage
Pipe trenches etc shall be backfilled in accordance with clauses
3, 5.5, 5.6, 5.7 and 7 of SABS 1200
DB : Earthworks (Pipe trenches)
Pipes shall be bedded in accordance with clauses 3.1 to 3.4.1,
5.1 to 5.3 and 7 of SABS 1200
LB : Bedding (Pipes).
Unless otherwise described bedding of rigid pipes shall be
class B bedding
| Flush pans | H3
Flush pans shall have straight or side outlets and "P" or "S"
traps as necessary
| Stainless steel basins, sinks, wash troughs, urinals, etc. | H3
Units shall have standard aprons on all exposed edges and
tiling keys against walls where applicable
| Waste unions | H3
Descriptions of waste unions shall be deemed to include rubber
or vulcanite plugs and chains fixed to fittings
| Steel sectional water tanks | H3
Tanks shall comply with SABS CKS 114
| "Densyl" petrolatum anti-corrosion tape | H3
Pipes to be taped shall be coated with the appropriate primer
and the tape shall be applied with minimum 15mm lap per
spiral unless otherwise described
Couplings and fittings to pipes shall be taped in strict
accordance with the manufacturer's instructions including all
mastic, tape, "Layflat" sheeting, securing of same, etc
Prices for wrapping of pipes shall include for all work as
described to couplings in the length
SOIL DRAINAGE
| EXCAVATION, FILLING, ETC | H2
| Excavation in earth not exceeding 2m deep | H4
2.0667
1 | Trenches | m3 | 372 | 125 | 46500
| Extra over trench and hole excavations in earth for excavation in | H4
2 | Soft rock | m3 | 111.6 | 250 | 27900
3 | Hard rock | m3 | 55.8 | 420 | 23436
| Extra over all excavations for carting away | H4
4 | Surplus material from excavations on site to a dumping site to located by the contractor | m3 | 539.4 | 150 | 80910
| Risk of collapse of excavations | H4
5 | Sides of trench and hole excavations not exceeding 1,5m deep | m2 | 372 | 55 | 20460
| Keeping excavations free of water | H4
6 | Keeping excavations free of all water other than subterranean water | Item | 1 | 10000 | 10000
| Earth filling obtained from the excavations and /or prescribed stock piles on site | H4
including compacted to 93% Mod AASHTO density
7 | Selected granular material for bedding and blanket. | m3 | 352 | 77 | 27104
| Soil poisoning | H4
8 | To bottoms and sides of trenches etc | m2 | 1925 | 25 | 48125
| SEWER PIPES | H2
| Supply, lay, joint, bed on flexible pipe bedding and test all sewer pipes | H4
9 | 110mm PVC-U pipe | m | 50 | 290 | 14500
10 | 110mm interlocking Joint Pipes | No | 25 | 450 | 11250
11 | 160mm PVC-U pipe | m | 130 | 290 | 37700
12 | 160mm interlocking Joint Pipes | No | 10 | 450 | 4500
| Connections all inclusive of excavation in all materials, backfill, bedding, disposal of surplus material and connection of Y-junction: | H4
13 | 110mm x 110 mm dia. x 45° Y-junction | No | 3 | 666 | 1998
14 | 160mm x 160 mm dia. x 45° Y-junction | No | 2 | 666 | 1332
15 | Connection markers | No | 175 | 250 | 43750
16 | 110 x 110mm Reducing junction | No | 5 | 199.53 | 997.65
17 | 160 x 160mm Reducing junction | No | 3 | 199.53 | 598.59
18 | 'Connections to building outlets | No | 34 | 266.95 | 9076.3
19 | 110mm Class 16 cast iron tee | No | 5 | 726.12 | 3630.6
20 | 160mm Class 16 cast iron tee | No | 4 | 726.12 | 2904.48
21 | 110 x 110mm Cast iron Reducing tee | No | 4 | 603.83 | 2415.32
22 | 160 x 160mm Cast iron Reducing tee | No | 4 | 603.83 | 2415.32
| MANHOLES | H3
| Precast concrete circular inspection chambers including cast iron cover | H4
(cover elsewhere measured) and channels in benching
23 | 1000 x 1000mm inspection chamber 800mm deep | No | 5 | 12000 | 60000
| Cast iron covers, etc: | H4
24 | Type 2A 825mm diameter cast iron manhole cover and frame | No | 5 | 4566 | 22830
CONNECTIONS
H4
25 | Allow for the connection of new sewerline to existing sewerline including all fittings and
| making good to the surface, etc. An amount to include testing and commissioning. | Item | 1 | 20000 | 20000
| WATER SUPPLY | H2
| EXCAVATION, FILLING, ETC | H2
| Excavation in earth not exceeding 2m deep | H4
0.77645
| Trenches | m3 | 389 | 125 | 48625
| Extra over trench and hole excavations in earth for excavation in | H4
| Soft rock | m3 | 38.9 | 250 | 9725
| Hard rock | m3 | 19.45 | 420 | 8169
| Extra over all excavations for carting away | H4
| Surplus material from excavations on site to a dumping site to be located | m3 | 389 | 150 | 58350
by the contractor
| Risk of collapse of excavations | H4
| Sides of trench and hole excavations not exceeding 1,5m deep | m2 | 1113 | 55 | 61215
| Keeping excavations free of water | H4
| Keeping excavations free of all water other than subterranean | Item | 1 | 10000 | 10000
water
| Earth filling obtained from the excavations and /or prescribed | H4
stock piles on site including compacted to 93% Mod AASHTO
density
| Selected granular material | m3 | 428 | 77 | 32956
| Soil poisoning | H4
| To bottoms and sides of trenches etc | m2 | 1467 | 25 | 36675
| MANHOLES | H3
| Precast concrete circular inspection chambers | H4
including cast iron cover (cover elsewhere
measured) and channels in benching
| 1000 x 1000mm inspection chamber 800mm deep | No | 5 | 12000 | 60000
| Manhole cover and frame as per Engineer's drawing | No | 5 | 1581.93 | 7909.65
| WATER SUPPLIES - PIPING | H3
| Class 12.5 HDPE pressure pipes with solvent welded joints, | H4
including excavation, bedding, backfilling and compaction
| 110mm HDPE Pipes laid in and including trenches exceeding 1m and not exceeding | m | 501 | 309.13 | 154874.13
2m deep
| Extra over excavations above excavations | H4
| 19mm Stone bedding around pipes | m3 | 53 | 498.54 | 26422.62
| Imported G5 filling | m3 | 107 | 367.13 | 39282.91
| 200mm to 300mm Selected rockfill layer below piping not in road areas | m3 | 53 | 535.85 | 28400.05
| Extra over Class 12.5 HDPE pressure pipes for fittings with solvent welded joints | H4
| 110mm Elbow | No | 2 | 371.93 | 743.86
| 110mm Plasson (32 line) saddle connector | No | 120 | 173.43 | 20811.6
| Electrofusion HDPE Equal Tee 110mm | No | 5 | 638.24 | 3191.2
| 110mm x 110mm Cast iron Reducing tee | No | 4 | 536.74 | 2146.96
| ISO Approved HDPE Socket Fusion Fittings , Hdpe Female Adaptor PE100 PN16 SDR11 | No | 46 | 400 | 18400
| VALVES | H3
| "AVK" cast iron flanged resilient seal gate valves, anti clockwise closing, complete | H4
including fixing in position to class 9 uPVC water supply pipes, necessary fittings and
bedding as per Water Standard Details drawing no. ECS035-WS-02 revision A attached
| 110mm Valves | No | 2 | 2992.48 | 5984.96
| CONNECTIONS: | H4
| Allow an amount for the connection inclusive of testing and commissioning of new bulkwater pipes to existing pipes network including all fittings and making good to the surface, etc. | Item | 1 | 20000 | 20000
BILL No. 1
WATER SUPPLY, SOIL- AND STORMWATER DRAINAGE
| CARRIED TO SECTION No.5 SUMMARY |  |  |  | 1178216.2
SECTION No. 5
BILL No.2
ROADWORKS AND PAVING
| Site clearance | H3
1 | Digging up and removing rubbish, debris, vegetation, hedges, shrubs and trees | m2 | 4580 | 15 | 68700
not exceeding 200mm girth, bush, etc.
| BULK EXCAVATION EXCAVATION, FILLING, ETC. | H2
| Excavate in all materials and use for embankment or backfill or dispose as required | H4
1.0917
2 | Excavate to reduced level | m3 | 5000 | 175 | 875000
| Extra over bulk excavations in earth for excavation | H4
3 | Soft rock | m3 | 500 | 235 | 117500
4 | Hard rock | m3 | 250 | 550 | 137500
| Extra over all excavations for carting away | H4
5 | Surplus material from excavations on site to a dumping site to be located by the | m3 | 5750 | 130 | 747500
contractor. The salvage yard should not be more 20km from site.
| Keeping excavations free of water | H4
6 | Keeping excavations free of all water other than subterranean water | Item | 1.1 | 10000 | 11000
| Compaction of surfaces | H4
7 | Compaction of ground surface under pavings, etc. including scarifying for a depth of 150mm, breaking down oversize material, adding suitable material where necessary and compact to 93% modified AASHTO density | m2 | 27480 | 25 | 687000
| Soil poisoning | H4
8 | To bottoms of bulk excavations | m2 | 4580 | 12 | 54960
| SUB BASE | H2
Earth filling obtained from the excavations and/or prescribed stock piles on site including haulage approximately 150m from perimeter of excavations or stock piles
9 | Rip and scarify 150mm in situ layer, wet and apply heavy rollers or rammers to achieve 93% MOD AASHTO at OMC (Optimum Moisture Content). Perform testing (DCP) to such prepared ground and further wet and compact until minimum CBR | m2 | 4580 | 35 | 160300
Approved filling material supplied by the contractor
10 | Coarse river sand filling supplied by the contractor | m3 | 61.6 | 250 | 15400
11 | Upper selected layer (G4) compacted to 95% MOD AASHTO, 150mm thick | m3 | 970 | 428 | 415160
12 | Upper selected layer (G5) compacted to 95% MOD AASHTO, 150mm thick | m3 | 4122 | 428 | 1764216
13 | Upper selected layer (G7) compacted to 95% MOD AASHTO, 150mm thick | m3 | 2061 | 335 | 690435
14 | 150mm C4 stabilized layer compacted to 98% MOD ASSHTO density | m3 | 687 | 650 | 446550
PRECAST CONCRETE
| KERBING AND CHANNELING | H2
Precast concrete, finished smooth on exposed surfaces including bedding, jointing and pointing
15 | Barrier kerb (Figure 7) with 150 x 150 x 300mm unreinforced concrete haunching at back of each joint including excavation, backfilling, etc | m | 540 | 450 | 243000
16 | Barrier kerb (Figure 10) with 150 x 150 x 300mm unreinforced concrete haunching at back of each joint including excavation, backfilling, etc | m | 410 | 525 | 215250
PAVING
Paving of approved colour and quality laid in accordance with SABS 1200 MJ-1984 Segmented paving of the Concrete Masonary Association
17 | 80 mm paving blocks, Shape S-A Class 30/2.0 (in accordance with SANS 1058 latest edition) on 20 mm bedding sand (COLTO 7302(a) ) laid to falls on and including sand layer with joints filled iin with sand including all straight cutting. | m2 | 1017.5 | 366 | 372405
18 | Circular cutting and waste | m | 101.75 | 35 | 3561.25
DAMP PROOFING UNDER PAVING, ETC.
Colour coded polyethylene sheeting complying with SABS 952, Type C in widest practicable widths with all joints lapped and sealed in accordance with the manufacturer's instructions
19 | 250 Micron green medium density damp-proof membrane laid loose on top of sand bed (elsewhere) under paving with pressure sensitive tape jointing | m2 | 1017.5 | 15.75 | 16025.625
| Prescribed density tests on filling | H4
20 | Modified AASHTO Density test | No | 5 | 720 | 3600
21 | Natural California Bearing Ratio test | No | 5 | 800 | 4000
22 | Field Density test, including "Optimum Moisture Content" test (four readings per test) | No | 5 | 1000 | 5000
| Asphalt surfacing of continuously medium grade 30mm after compaction to a minimum of 95% MOD AASHTO, binding edge fixing. Gradient maintenance that allows free flow of storm water into storm water drainage and/or the natural water way. The installation should include 15mm of slurry and spray. | H4
23 | Tar surfacing | m2 | 4580 | 335 | 1534300
| ROAD SIGNS, CRASH BARRIERS | H2
24 | 2m high road signage | No | 6 | 1200 | 7200
25 | Crash barriers shall be deemed to include posts, concrete bases, excavation, backfilling, paintwork. | m | 200 | 950 | 190000
| Extra over curves and slopping | H4
26 | Curves | m | 35 | 1255 | 43925
27 | Slopping | m | 85 | 1255 | 106675
| Paintwork | H2
| Thermoplastic road marking paint in accordance with SANS regulations as specified by Civil Engineer | H4
28 | Line 100mm wide | m | 950 | 135 | 128250
29 | A visible ground marking showing paraplegic sign | No | 6 | 250 | 1500
30 | 1500mm x 300mm pedestrian lines | m2 | 25 | 135 | 3375
RETAINING WALLS
| Rataining wall inclusive of excavation, risk of collapse, waterproofing, concrete, soil posining and reinforcement. | H4
31 | Excavate, supply and place 30MPa concrete for foundations to correct steps and levels | m3 | 65 | 125 | 8125
32 | Level and compact imported earth material upto 2.5m behind retaining wall | m2 | 288 | 65 | 18720
33 | Supply, cut and place one layer Geo Fabric on every course | m2 | 106 | 185 | 19610
34 | Supply and install Loffelstein Retaining Blocks to maximum of 2m high including Geo-Fabric reinforcing | m2 | 106 | 600 | 63600
TRENCH EXCAVATIONS UP TO 2m WIDE
35 | Excavate in earth to a depth not exceeding 2m for stormwater pipes | m3 | 678 | 85 | 57630
36 | Excavate in earth to a depth exceeding 2m and not exceeding 3m for stormwater pipes | m3 | 339 | 70 | rate only
37 | Excavate in earth to a depth exceeding 3m for stormwater pipes | m3 | rate only | 90 | rate only
EXTRA OVER FOR EXCAVATION IN EARTH
| (a) Intermediate material | m3 | 508.5 | 180 | 91530
| (b) Hard Rock | m3 | 305.1 | 200 | 61020
Class 100D interlocking concrete pipes including Class B bedding thereof:
| Supply and Lay 300mm Dia concrete pipes | m | 60 | 580 | Rate only
| Supply and Lay 450mm Dia concrete pipes | m | 210 | 620 | 130200
| Supply and Lay 600mm Dia concrete pipes | m | 10 | 650 | Rate only
| Supply and Lay 750mm Dia concrete pipes | m | Rate only | 950 | Rate only
| Supply and Lay 900mm Dia concrete pipes | m | Rate only | 1700 | Rate only
Class 75D interlocking concrete pipes including Class D bedding thereof:
| Supply and Lay 375mm Dia concrete pipes (Rate Only) | m | Rate only |  | Rate only
| Supply and Lay 450mm Dia concrete pipes (Rate Only) | m | Rate only |  | Rate only
Kerb inlets,manholes, Grid inlets, Field inlets and drop inlets all as engineer's detailed drawings including excavation,backfilling,risk of collapse,concrete,reinforcement,precast concrete cover slabs,brickwork,plaster,benching,gratings,grassblocks,etc
| Kerb inlet size-mesh reinforced concrete benching in bottom of 1000mm x 2000mm chamber,dished down to channels and finished smooth with cement plaster | No | 4 | 5200 | 20800
| Kerb inlet size cover slab for a 1000mm x 2000mm chamber | No | 2 | 7500 | 15000
| Field inlet size-mesh reinforced concrete benching in bottom of 1000mm x 1000mm chamber,dished down to channels and finished smooth with cement plaster with an FRP grating (H38/ similar approved) | No | 8 | 6000 | 48000
Construction of stormwater discharge structure all as the engineer's detailed drawings including excavation,backfilling,risk of collapse, energy dissipators, concrete apron, head walls, wing walls,reinforcement,precast concrete cover slabs,brickwork,plaster,benching,grassblocks,etc
| Construction of stormwater discharge point | No | 2 | 10000 | 20000
| Concrete V-Drain (1,2m wide) | m | 40 |  | 0
BILL No. 2
ROADWORKS AND PAVING
| CARRIED TO SECTION No.5 SUMMARY |  |  |  | 9623522.875
SECTION No.5 - EXTERNAL WORKS
| WATER SUPPLY, SOIL- AND STORMWATER DRAINAGE | Page |  |  | 1178216.2
| ROADWORKS AND PAVING | Page |  |  | 9623522.875
| Carried to Final Summary |  |  |  | 10801739.075
SECTION No. 6
PROVISIONAL SUMS, ETC.
PASSENGER LIFT INSTALLATION
| Provide the sum of One Million and Three Hundred housand Rand (R 1 300 000. 00) for a passenger lift installation, executed complete | Item | 1 | 980000 | 980000
| Allow for profit on last if required | % | 5% | 980000 | 49000
| Allow for attendance | % | 2.5% | 980000 | 24500
CABINETS, SHELVING AND VANITY TOPS
| Provide the sum of THOUSAND RAND (R000.00) for kitchen cabinets, shelving and tops for basins, executed complete | Item | 1 |  | 0
| Allow for profit on last if required | Item | 1 |  | 0
| Allow for attendance | Item | 1 |  | 0
BALUSTRADING AND HANDRAILS
| Provide the sum of THOUSAND RAND (R00.00) for steel balustrading and handrails, executed complete | Item | 0 | 180000 | 0
| Allow for profit on last if required | Item | 5% | 180000 | 0
| Allow for attendance | Item | 2.5% | 180000 | 4500
HORIZONTAL AND VERTICAL SCREENS
0
| Provide the sum of Two Hundred Thousand Rand (R200 000. 00) for horizontal and vertical screens (area 110m2), executed complete | Item | 1 | 200000 | 200000
| Allow for profit on last if required | % | 5% | 200000 | 10000
| Allow for attendance | % | 2.5% | 200000 | 5000
PILING
| Provide the sum of THOUSAND RAND (R00,000.00) for piling installation, executed complete | Item | 1 |  | 0
| Allow for profit on last if required | Item | 1 |  | 0
| Allow for attendance | Item | 1 |  | 0
STEEL STAIRCASE
| Provide the sum of THOUSAND RAND (R00,000.00) for fire steel staircase, executed complete | Item | 1 | 200000 | 200000
| Allow for profit on last if required | Ite | 5% | 200000 | 10000
| Allow for attendance | Item | 2.5% | 200000 | 5000
PERGOLA
| Provide the sum of THOUSAND RAND (R00,000.00) for pergola, executed complete | Item | 1 | 600000 | 600000
| Allow for profit on last if required | Item | 5% | 800000 | 40000
| Allow for attendance | Item | 2.5% | 800000 | 20000
LANDSCAPE
| Provide the sum of THOUSAND RAND (R00,000.00) for landscape, executed complete | Item | 1 | 500000 | 500000
| Allow for profit on last if required | Item | 5% | 1000000 | 50000
| Allow for attendance | Item | 10% | 1000000 | 100000
SMOKE DETECTION
| Provide the sum of THOUSAND RAND (R00,000.00) for landscape, executed complete | Item | 1 | 92000 | 92000
| Allow for profit on last if required | Item | 5% | 92000 | 4600
| Allow for attendance | Item | 2.5% | 92000 | 2300
LOOSE FURNITURE
| Provide the sum of THOUSAND RAND (R00,000.00) for landscape, executed complete | Item | 0 | 120000 | 0
| Allow for profit on last if required | Item | 1 |  | 0
| Allow for attendance | Item | 1 |  | 0
KITCHEN CUPBOARDS, CABINETS, SHELVING AND VANITY TOPS
| Provide the sum of THOUSAND RAND (R00,000.00) for landscape, executed complete | Item | 0 | 250000 | 0
| Allow for profit on last if required | Item | 5% | 250000 | 0
| Allow for attendance | Item | 2.5% | 250000 | 6250
SIGNAGE
| Provide the sum of THOUSAND RAND (R00,000.00) for landscape, executed complete | Item | 1 | 40500 | 40500
0
| Allow for profit on last if required | Item | 5% | 40500 | 2025
0
| Allow for attendance | Item | 2.5% | 40500 | 1012.5
SECTION No. 6
PROVISIONAL SUMS, ETC.
| CARRIED TO FINAL SUMMARY |  |  |  | 2946687.5
FINAL SUMMARY
1 | SECTION 1 - PRELIMINARIES | Page |  |  | 0
2 | SECTION 2 - BUILDING WORK | Page |  |  | 14102654.09
3 | SECTION 3 - ELECTRICAL INSTALLATIONS | Page |  |  | 3319286.25
4 | SECTION 4 - MECHANICAL INSTALLATIONS | Page |  |  | 3680711
5 | SECTION 5 - EXTERNAL WORKS | Page |  |  | 10801739.075
6 | SECTION 6 - PROVISIONAL SUMS | Page |  |  | 2946687.5
| SUBTOTAL |  |  |  | 34851077.915
CONTINGENCIES
| Provide an amount of R 1,000,000.00 for contingencies to be used on the project or omitted in total by the Client/Principal Agent | Sum | 1 | 1000000 | 1000000
| TOTAL EXCL VAT |  |  |  | 35851077.915
| VAT @ 15% |  |  |  | 5377661.6873
| TOTAL INCL VAT |  |  |  | 41228739.6023

## Original (hidden)
|  | UNIT | QUANTITY | RATE | AMOUNT
| SECTION No. 1 | H1
| PRELIMINARIES AND GENERAL | H1
| BILL No. 1 | H1
Disclaimer While the ASAQS aims to ensure that its publications represent best practice, the ASAQS does not accept or assume any liability or responsibility for any events or consequences which derive from the use of the Preliminaries Model Bill. Such Model Bill is not exhaustive and is therefore only intended to provide general guidance to those who wish to make use of it. This publication is provided "as is" without warranty of any kind, either expressed or implied including but without limitation to warranties of merchantability, fitness for a particular purpose and non-infringement
| BUILDING AGREEMENT AND PRELIMINARIES | H2
The JBCC Principal Building Agreement (Edition 6.2 - May 2018) prepared by the Joint Building Contracts Committee shall be the applicable building agreement, amended as hereinafter described
The JBCC Principal Building Agreement contract data form an integral part of this agreement
The JBCC General Preliminaries (May 2018) published by the Joint Building Contracts Committee for use with the JBCC Principal Building Agreement (Edition 6.2 - May 2018) shall be deemed to be incorporated in these bills of quantities, amended as hereinafter described
The contractor is deemed to have referred to the abovementioned documents for the full intent and meaning of each clause
The clauses in the abovementioned documents are hereinafter referred to by clause number and heading only
Where any item is not relevant to this agreement such item is marked N/A signifying "not applicable"
Where standard clauses or alternatives are not entirely applicable to this agreement such amendments, modifications, corrections or supplements as will apply are given under each relevant clause heading and such amendments, modifications, corrections or supplements shall take precedence notwithstanding anything to the contrary contained in the abovementioned documents
| PREAMBLES FOR TRADES | H2
| User note | H4
The General Preambles for Trades 2017 published by the Association of South African Quantity Surveyors is designed to support and extend the abbreviated descriptions utilised in these bills of quantities by inter alia referring to SANS construction standards. Where such preambles are not applicable (eg where BS or Euro construction standards are applicable or the design consultants provide other preambles/specifications for insertion), users are to ensure that the abbreviated descriptions when read in conjunction with the Standard System of Measuring Building Work (seventh edition) for works within South Africa or the Standard Method of Measuring Building Work for Africa 2015 (first edition) for works elsewhere in Africa, represent the full description by extending the abbreviated bills of quantities descriptions and/or by inserting appropriate preambles or specifications
Note that the text of the Standard System of Measuring Building Work (seventh edition) and that of the Standard Method of Measuring Building Work for Africa 2015 (first edition) is the same
The latest version of the General Preambles for Trades should be referred to should the General Preambles for Trades 2017 be revised in future
The General Preambles for Trades 2017 published by the Association of South African Quantity Surveyors shall be deemed to be incorporated in these bills of quantities and no claims arising from brevity of description of items fully described in the said General Preambles will be entertained
Supplementary preambles and/or specifications are incorporated in these bills of quantities to satisfy the requirements of this project. Such supplementary preambles and/or specifications shall take precedence over the provisions of the General Preambles
The contractor's prices for all items throughout these bills of quantities shall take account of and include where applicable for all of the obligations, requirements and specifications given in the General Preambles and in any supplementary preambles and/or specifications
| STRUCTURE OF THIS PRELIMINARIES BILL | H2
Section A : A recital of the headings of the individual clauses in the aforementioned JBCC Principal Building Agreement
Section B : A recital of the headings of the individual clauses in the aforementioned JBCC General Preliminaries
Section C : Any special clauses to meet the particular circumstances of the project
| PRICING OF PRELIMINARIES | H2
Should the contractor select Option A in the contract data for the adjustment of preliminaries, the amounts entered against the relevant items in these preliminaries are to be divided into one or more of the three categories provided namely fixed (F), value related (V) and time related (T)
| SECTION A: PRINCIPAL BUILDING AGREEMENT | H2
| Interpretation (A1-A7) | H3
| Clause 1.0 - Definitions and interpretation | CONT
| Pricing of bills of quantities | CONT
| The contractor is to allow opposite each item for all costs in connection therewith. All prices to include, unless otherwise stated, for all materials, fabrication, conveyance and delivery, unloading, storing, unpacking, hoisting, labour, setting, fitting and fixing in position, cutting and waste (except where to be measured in accordance with the standard system of measurement), patterns, models and templates, plant, temporary works, returning of packaging, duties, taxes (other than Value Added Tax), imposts, establishment charges, overheads, profit and all other obligations arising out of this agreement. Value Added Tax (VAT) is to be separately stated on the summary page of these bills of quantities | CONT
| Items left unpriced will be deemed to be covered in prices against other items throughout these bills of quantities and no claim for any extras arising out of the contractor's omission to price any item will be entertained | CONT
| Prices for all construction equipment, temporary works, services and other items shall include for the supply, maintenance, operating cost and subsequent removal and making good as necessary | CONT
| Abbreviated descriptions | CONT
| The items in these bills of quantities utilise abbreviated descriptions. It is the intention that the abbreviated descriptions be fully described when read with the applicable measuring system and the relevant preambles and/or specifications. However, should the full intent and meaning of any description not be clear, the contractor shall, before submission of his tender, call for a written directive from the principal agent, failing which it shall be assumed that the contractor has allowed in his pricing for materials and workmanship in terms of international best practice | CONT
| Legal status of contractor | CONT
| If the contractor constitutes a joint venture, consortium or other unincorporated grouping of two or more persons then: | CONT
| 1. These persons are deemed to be jointly and severally liable to the employer for the performance of this agreement | CONT
| 2. These persons shall notify the employer of their leader who has assigned authority to bind the contractor and each of these persons | CONT
| 3. The contractor shall not alter its composition or legal status without the prior written consent of the employer | CONT
| F:............................. V:............................ T:............................ | Item | 1 |  | 0
| Clause 2.0 - Law, regulations and notices | CONT
| Clause 3.0 - Offer and acceptance F:............................. V:............................ T:............................ | Item | 1 |  | 0
| Clause 4.0 - Cession and assignment F:............................. V:............................ T:............................ | Item | 1 |  | 0
| Clause 5.0 - Documents | CONT
| Value Added Tax | CONT
| Provision is made in the summary page of these bills of quantities for the inclusion of Value Added Tax (VAT) | CONT
| Priced document as specification Clause 5.4 is deemed to be deleted | CONT
| The principal agent shall decide which portion of the priced document may be used as a specification of materials and goods or methods, if any | CONT
User note
| Electronic issue of drawings All drawings for this project will be issued electronically and the contractor shall be deemed to have received such drawings on the date that such drawings have been dispatched electronically [5.6] | CONT
| F:............................. V:............................ T:............................ | Item | 1 |  | 0
| Clause 6.0 - Employer's agents | CONT
| Delegated authority may be dealt with in B 5.0 of the contract data. Insert in the contract data "Refer to Bill No. 1 (Preliminaries)" should it be dealt with in Bill No. 1 | CONT
| Delegated authority | CONT
| The authority of the principal agent to issue contract instructions [17.1] and perform duties for specific aspects of the works is delegated to agents as follows [6.2]. This does not preclude the principal agent from issuing such contract instructions: | CONT
| Add delegated authority as may be required for other relevant consultants not listed hereinafter | CONT
| 1. Architect | CONT
| Insert the following but remove where the consultant is not relevant to this agreement. Edit both the duties and the contract instructions of the consultant in keeping with the wishes of the principal agent | CONT
| Note that the contract instructions hereinafter are selected from those listed in clause 17.1 of the JBCC PBA | CONT
| 1.1 Duties [6.2] : The architect is responsible for the architectural design, functional design and quality inspection of the works | CONT
| 1.2 Contract instructions [6.2; 17.1] : | CONT
| 1.2.1 Rectification of discrepancies, errors in description or quantity or omission of items in the agreement other than in the JBCC Principal Building Agreement | CONT
| 1.2.2 Alteration to design, standards or quantity of the works provided that such contract instructions shall not substantially change the scope of the works | CONT
| 1.2.3 The site [13.0] | CONT
| 1.2.4 Compliance with the law, regulations and bylaws [2.1] | CONT
| 1.2.5 Provision and testing of samples of materials and goods and/or of finishes and assemblies of elements of the works | CONT
| 1.2.6 Opening up of work for inspection, removal or re-execution [23.2.4; 26.4.2] | CONT
| 1.2.7 Removal or re-execution of work | CONT
| 1.2.8 Removal or substitution of any materials and goods | CONT
| 1.2.9 Protection of the works | CONT
| 1.2.10 Making good physical loss and repairing damage to the works [23.2.2] | CONT
| 1.2.11 Rectification of defects [21.2] | CONT
| 1.2.12 A list for practical completion specifying outstanding or defective work to be rectified to achieve practical completion, a list for completion and a list for final completion specifying outstanding or defective work to be rectified to achieve final completion | CONT
| 1.2.13 Expenditure of budgetary allowances, prime cost amounts and provisional sums | CONT
| 1.2.14 Appointment of a subcontractor [14.0; 15.0] | CONT
| 1.2.15 Work by direct contractors [16.0] | CONT
| 1.2.16 On suspension or termination, protection of the works, removal of construction equipment and surplus materials and goods [29.0] | CONT
| 2. Quantity surveyor | CONT
| Insert the following but remove where the consultant is not relevant to this agreement. Edit both the duties and the contract instructions of the consultant in keeping with the wishes of the principal agent | CONT
| 2.1 Duties [6.2] : The quantity surveyor is responsible for all measurements, valuations, financial assessments and all other quantity surveying and cost control functions of the works | CONT
| 2.2 Contract instructions [6.2; 17.1] : | CONT
| 2.2.1 No contract instructions delegated to the quantity surveyor | CONT
| 3. Civil and structural engineer | CONT
| Insert the following but remove where the consultant is not relevant to this agreement. Edit both the duties and the contract instructions of the consultant in keeping with the wishes of the principal agent | CONT
| Note that the contract instructions hereinafter are selected from those listed in clause 17.1 of the JBCC PBA | CONT
| 3.1 Duties [6.2] : The civil and structural engineer is responsible for all aspects of civil and structural engineering design and quality inspection of the works | CONT
| 3.2 Contract instructions [6.2; 17.1] : | CONT
| 3.2.1 Rectification of discrepancies, errors in description or quantity or omission of items in the agreement other than in the JBCC Principal Building Agreement | CONT
| 3.2.2 Alteration to design, standards or quantity of the works provided that such contract instructions shall not substantially change the scope of the works | CONT
| 3.2.3 The site [13.0] | CONT
| 3.2.4 Compliance with the law, regulations and bylaws [2.1] | CONT
| 3.2.5 Provision and testing of samples of materials and goods and/or of finishes and assemblies of elements of the works | CONT
| 3.2.6 Opening up of work for inspection, removal or re-execution [23.2.4; 26.4.2] | CONT
| 3.2.7 Removal or re-execution of work | CONT
| 3.2.8 Removal or substitution of any materials and goods | CONT
| 3.2.9 Protection of the works | CONT
| 3.2.10 Making good physical loss and repairing damage to the works [23.2.2] | CONT
| 3.2.11 Rectification of defects [21.2] | CONT
| 3.2.12 A list for practical completion specifying outstanding or defective work to be rectified to achieve practical completion, a list for completion and a list for final completion specifying outstanding or defective work to be rectified to achieve final completion | CONT
| 3.2.13 Expenditure of budgetary allowances, prime cost amounts and provisional sums | CONT
| 4. Mechanical engineer | CONT
| Insert the following but remove where the consultant is not relevant to this agreement. Edit both the duties and the contract instructions of the consultant in keeping with the wishes of the principal agent | CONT
| Note that the contract instructions hereinafter are selected from those listed in clause 17.1 of the JBCC PBA | CONT
| 4.1 Duties [6.2] : The mechanical engineer is responsible for all aspects of mechanical engineering design and quality inspection of the works and, where appointed by the employer for quantity surveying services in respect of the mechanical installations, for all measurements, valuations, financial assessments and all other quantity surveying and cost control functions | CONT
| 4.2 Contract instructions [6.2; 17.1] : | CONT
| 4.2.1 Rectification of discrepancies, errors in description or quantity or omission of items in the agreement other than in the JBCC Principal Building Agreement | CONT
| 4.2.2 Alteration to design, standards or quantity of the works provided that such contract instructions shall not substantially change the scope of the works | CONT
| 4.2.3 Compliance with the law, regulations and bylaws [2.1] | CONT
| 4.2.4 Provision and testing of samples of materials and goods and/or of finishes and assemblies of elements of the works | CONT
| 4.2.5 Opening up of work for inspection, removal or re-execution [23.2.4; 26.4.2] | CONT
| 4.2.6 Removal or re-execution of work | CONT
| 4.2.7 Removal or substitution of any materials and goods | CONT
| 4.2.8 Protection of the works | CONT
| 4.2.9 Making good physical loss and repairing damage to the works [23.2.2] | CONT
| 4.2.10 Rectification of defects [21.2] | CONT
| 4.2.11 A list for practical completion specifying outstanding or defective work to be rectified to achieve practical completion, a list for completion and a list for final completion specifying outstanding or defective work to be rectified to achieve final completion | CONT
| 4.2.12 Expenditure of budgetary allowances, prime cost amounts and provisional sums | CONT
| HVAC | H4
SUPERVISOR
| Tenderer to allow for a full time working supervisor during the duration of the contract, who shall have the delegated authority to receive instructions and make decisions regarding the contract. | Item | 1 |  | 0
SITE ESTABLISHMENT
| Tenderers to allow for all costs which may be required in order to place the necessary facilities on site for safe storage and orderly management purposes for the duration of the contract. | Item | 1 |  | 0
REMOVAL OF WASTE
| Tenderer to allow for all costs associated with cleaning the site of all rubbish and waste caused by this contract. | Item | 1 |  | 0
HEALTH AND SAFETY
| Allow for Health, Safety and Environmental in accordance with the Specification. | Item | 1 |  | 0
GENERAL ITEMS
Any additional, items that the Tenderer deems necessary for the successful and total completion of the portion of the work required for this Bill. Specify:
| Out of town allowance, accommodation & travelling | Item | 1 |  | 0
| Construction guarantee | Item | 1 |  | 0
| Protection against damage, hoisting and rigging | Item | 1 |  | 0
| Allow for builders work, drilling and making good of holes through slabs or walls including sleeves. | Item | 1
| Allow for painting of ducting and insulation of the Air conditioning and Ventilation installation as specified to SANS 10173. The surfaces shall be cleaned, primed, undercoated and finished in high quality gloss paint. | Item | 1
| Allow for painting and labelling of equipment as specified. | Item | 1
| Allow for supply and installation of acrylic cloth and painting of foster seal over exposed refrigeration piping (200x80x400)mm | No | 1
| Allow for Commissioning and testing the complete installation as specified. | Item | 1
| Allow for three sets of maintenance and operation manuals, including wiring diagrams, spare part lists as specified. | Item | 1
| Allow for twelve months free maintenance and guarantee. | Item | 1
| Allow for instructing the clients staff in the correct operation of the installation. | Item | 1
| Allow for preparation of "as installed drawings" and printing (3 sets). | No | 1
| Allow for preparation of Workshop drawings and printing (3 sets). | No | 1
| Allow for scaffolding. | Item | 1
| Any items not specifically listed above but required to complete the installation as per the specification and drawings (list the items) | Item | 1
| WET SERVICES | H4
SUPERVISOR
| Tenderer to allow for a full time working supervisor during the duration of the contract, who shall have the delegated authority to receive instructions and make decisions regarding the contract. | Item | 1 | 0 | 0
SITE ESTABLISHMENT
| Tenderers to allow for all costs which may be required in order to place the necessary facilities on site for safe storage and orderly management purposes for the duration of the contract. | Item | 1 | 0 | 0
REMOVAL OF WASTE
| Tenderer to allow for all costs associated with cleaning the site of all rubbish and waste caused by this contract. | Item | 1 | 0 | 0
HEALTH AND SAFETY
| Allow for Health, Safety and Environmental in accordance with the Specification. | Item | 1 | 0 | 0
GENERAL ITEMS
Any additional, items that the Tenderer deems necessary for the successful and total completion of the portion of the work required for this Bill. Specify:
| Out of town allowance, accommodation & travelling | Item | 1 | 0 | 0
| SEWER | H4
JOINT TRADES
| Tenderers to allow for all costs which may be required in order to co-ordinate and liaise with the other Trade Contractors, especially with the electrical contractor. | Item | 1 | 0 | 0
SUPERVISOR
| Tenderer to allow for a full time working supervisor during the duration of the contract, who shall have the delegated authority to receive instructions and make decisions regarding the contract. | Item | 1 |  | 0
SITE ESTABLISHMENT
| Tenderers to allow for all costs which may be required in order to place the necessary facilities on site for safe storage and orderly management purposes for the duration of the contract. | Item | 1 | 0 | 0
REMOVAL OF WASTE
| Tenderer to allow for all costs associated with cleaning the site of all rubbish and waste caused by this contract. | Item | 1 |  | 0
HEALTH AND SAFETY
| Allow for Health, Safety and Environmental in accordance with the Specification. | Item | 1
| 5. Electrical engineer | CONT
| Insert the following but remove where the consultant is not relevant to this agreement. Edit both the duties and the contract instructions of the consultant in keeping with the wishes of the principal agent | CONT
| Note that the contract instructions hereinafter are selected from those listed in clause 17.1 of the JBCC PBA | CONT
| 5.1 Duties [6.2] : The electrical engineer is responsible for all aspects of electrical engineering design and quality inspection of the works and, where appointed by the employer for quantity surveying services in respect of the electrical installations, for all measurements, valuations, financial assessments and all other quantity surveying and cost control functions | CONT
| 5.2 Contract instructions [6.2; 17.1] : | CONT
| 5.2.1 Rectification of discrepancies, errors in description or quantity or omission of items in the agreement other than in the JBCC Principal Building Agreement | CONT
| 5.2.2 Alteration to design, standards or quantity of the works provided that such contract instructions shall not substantially change the scope of the works | CONT
| 5.2.3 Compliance with the law, regulations and bylaws [2.1] | CONT
| 5.2.4 Provision and testing of samples of materials and goods and/or of finishes and assemblies of elements of the works | CONT
| 5.2.5 Opening up of work for inspection, removal or re-execution [23.2.4; 26.4.2] | CONT
| 5.2.6 Removal or re-execution of work | CONT
| 5.2.7 Removal or substitution of any materials and goods | CONT
| 5.2.8 Protection of the works | CONT
| 5.2.9 Making good physical loss and repairing damage to the works [23.2.2] | CONT
| 5.2.10 Rectification of defects [21.2] | CONT
| 5.2.11 A list for practical completion specifying outstanding or defective work to be rectified to achieve practical completion, a list for completion and a list for final completion specifying outstanding or defective work to be rectified to achieve final completion | CONT
| 5.2.12 Expenditure of budgetary allowances, prime cost amounts and provisional sums | CONT
NOTE : The Contractor must not use the Quantities indicated in the Bill to order. These Quantities are merely a guide in order to determine a Contract Value.
| Setting out of works | Sum | 1
| Provide "as built" drawings | Sum | 1
| Additional items that the tenderer wishes to detail in order to complete the contract in good order. No claim will be considered should the tenderer not list such items below. | Sum | 1
| 7. Fire consultant | CONT
| Insert the following but remove where the consultant is not relevant to this agreement. Edit both the duties and the contract instructions of the consultant in keeping with the wishes of the principal agent | CONT
| Note that the contract instructions hereinafter are selected from those listed in clause 17.1 of the JBCC PBA | CONT
| 7.1 Duties [6.2] : The fire consultant is responsible for all aspects of rational fire design and quality inspection of the works | CONT
| 7.2 Contract instructions [6.2; 17.1] : | CONT
| 7.2.1 Rectification of discrepancies, errors in description or quantity or omission of items in the agreement other than in the JBCC Principal Building Agreement | CONT
| 7.2.2 Alteration to design, standards or quantity of the works provided that such contract instructions shall not substantially change the scope of the works | CONT
| 7.2.3 Compliance with the law, regulations and bylaws [2.1] | CONT
| 7.2.4 Provision and testing of samples of materials and goods and/or of finishes and assemblies of elements of the works | CONT
| 7.2.5 Opening up of work for inspection, removal or re-execution [23.2.4; 26.4.2] | CONT
| 7.2.6 Removal or re-execution of work | CONT
| 7.2.7 Removal or substitution of any materials and goods | CONT
| 7.2.8 Protection of the works | CONT
| 7.2.9 Making good physical loss and repairing damage to the works [23.2.2] | CONT
| 7.2.10 Rectification of defects [21.2] | CONT
| 7.2.11 A list for practical completion specifying outstanding or defective work to be rectified to achieve practical completion, a list for completion and a list for final completion specifying outstanding or defective work to be rectified to achieve final completion | CONT
| 7.2.12 Expenditure of budgetary allowances, prime cost amounts and provisional sums | CONT
SUPERVISOR
| Tenderer to allow for a full time working supervisor during the duration of the contract, who shall have the delegated authority to receive instructions and make decisions regarding the contract. | Item | 1
SITE ESTABLISHMENT
| Tenderers to allow for all costs which may be required in order to place the necessary facilities on site for safe storage and orderly management purposes for the duration of the contract. | Item | 1
REMOVAL OF WASTE
| Tenderer to allow for all costs associated with cleaning the site of all rubbish and waste caused by this contract. | Item | 1
HEALTH AND SAFETY
| Allow for Health, Safety and Environmental in accordance with the Specification. | Item | 1
GENERAL ITEMS
Any additional, items that the Tenderer deems necessary for the successful and total completion of the portion of the work required for this Bill. Specify:
| Out of town allowance, accommodation & travelling | Item | 1
| 8. Health and safety consultant | CONT
| Insert the following but remove where the consultant is not relevant to this agreement. Edit both the duties and the contract instructions of the consultant in keeping with the wishes of the principal agent | CONT
| 8.1 Duties [6.2] : The health and safety consultant is responsible for all aspects of health and safety of the works. Without derogating from the generality thereof, the health and safety consultant will perform the following specific functions and duties in respect of the health and safety aspects of the works. He shall: | CONT
| 8.1.1 Act as the employer's agent in terms of the Construction Regulations issued in terms of the Occupational Health and Safety Act,1993 as amended | CONT
| 8.1.2 Prepare and update the health and safety specification for the works | CONT
| 8.1.3 Agree with the contractor the health and safety plan for the works | CONT
| 8.1.4 Carry out regular audits to ensure adherence to the safety plan and compliance with the act and regulations | CONT
| 8.1.5 Stop the execution of the works where the agreed specification or plan is not adhered to | CONT
| F:............................. V:............................ T:............................ | Item | 1 |  | 0
| Clause 7.0 - Design responsibility F:............................. V:............................ T:............................ | Item | 1 |  | 0
HEALTH AND SAFETY REQUIREMENTS
Occupational Health and Safety Act 85 of 1993 , other applicable legislation including the Construction Regulations, 2014
| Prepare and Compile Health and Safety plan as per Site Health and Safety Specifications | Once off | 1 |  | 0
| Allow for the preparation of site specific health and safety file including notifying the authorities of the Construction Project | Once off | 1 |  | 0
| Personal protective clothing and equipment (PPE) | Item | 1 |  | 0
| Health and Safety training | No | 3 |  | 0
| Pre-employment, annual and exit medical examination of fitness | Item | 1 |  | 0
| Signage, information display and barricading netting for excavations and laydown areas | Item | 1 |  | 0
| First aid boxes | Once off | 1 |  | 0
| Provision of a full time safety officer (Fully registered with SACPCMP as a CHSO) | Per month |  |  | 0
| Fencing and securing of the construction site with a solid diamond mesh fence (with green shade netting over it) to prevent unauthorised entrance | Once off | 1 |  | 0
| Wheely bins for waste and disposal for hazardous biological waste | Once off | 2 |  | 0
| Fire Extinguishers | Once off | 2 |  | 0
| PPE (Gloves, Gogles, Earplugs, dust mask) | Daily |  |  | 0
COMMUNITY LIAISON OFFICER (CLO)
| Make a provision for an allowance Nine Thousand Rands (R 9000.00) of the CLO per month for the duration of the project. | Per month | 18 |  | 0
Insurances and securities (A8-A11)
| Clause 8.0 - Works risk F:............................. V:............................ T:............................ | Item | 1 |  | 0
| Clause 9.0 - Indemnities F:............................. V:............................ T:............................ | Item | 1 |  | 0
| Clause 10.0 - Insurances F:............................. V:............................ T:............................ | Item | 1 |  | 0
| Clause 11.0 - Securities | CONT
| Guarantee for payment | CONT
| The employer shall provide to the contractor a guarantee for payment in the amount of .......................................................Rand (R...........................) [11.5.1]. The contractor shall consequently waive his lien or right of continuing possession of the works [11.10] | CONT
| Extension of waiver of lien | CONT
| The contractor shall ensure that a waiver of lien is included in all subcontracts and that the works executed on the site are kept free of all liens and other encumbrances at all times [11.10] | CONT
| F:............................. V:............................ T:............................ | Item | 1 |  | 0
Execution (A12 - A17)
| Clause 12.0 - Obligations of the parties | CONT
| Office accommodation The contractor shall provide, maintain and remove on practical completion air conditioned office accommodation with suitable tables and chairs for meetings to be held on the site. Such offices shall be kept clean and fit for use at all times [12.2.18] | CONT
| Notice board The contractor shall erect in a position approved by the principal agent, maintain and remove on practical completion a notice board recommended by the South African Institute of Architects and as approved by the principal agent listing the names and logos of the employer, the contractor and the professional consultants. No subcontractor or supplier notice boards may be erected unless permission is granted by the principal agent for such notice boards to be erected [12.2.18] | CONT
| Statutory and other notices | CONT
| The contractor shall submit and/or comply with all statutory and other notices that may be required by any local or other authority in order not to cause any delay to the commencement of the works by the contractor. The contractor shall pay all deposits or fees in this regard | CONT
| It is, however, specifically recorded that the employer shall be responsible for the timeous approval of building plans by any local or other authorities and the payment of any fees or charges related thereto | CONT
| F:............................. V:............................ T:............................ | Item | 1 |  | 0
| Clause 13.0 - Setting out F:............................. V:............................ T:............................ | Item | 1 |  | 0
| Clause 14.0 - Nominated subcontractors | CONT
| F:............................. V:............................ T:............................ | Item | 1 |  | 0
| Clause 15.0 - Selected subcontractors | CONT
| F:............................. V:............................ T:............................ | Item | 1 |  | 0
| Clause 16.0 - Direct contractors Attendance on direct contractors In respect of direct contractors the contractor shall: | CONT
| 1. Designate an area for the direct contractor to establish a temporary office and workshop and storage of equipment and materials | CONT
| 2. Allow the use of personnel welfare facilities, where provided | CONT
| 3. Provide water, lighting and single phase electric power to a position within 50m of the place where the direct contract work is to be carried out, other than fuel or power for commissioning of any installation | CONT
| 4. Permit the direct contractor to use erected scaffolding, hoisting facilities, etc provided by the contractor, in common with others having the like right, while it remains erected on the site [16.1] | CONT
| F:............................. V:............................ T:............................ | Item | 1 |  | 0
| Clause 17.0 - Contract instructions Site instructions Instructions issued on site are to be recorded in a site instruction book which is to be supplied and maintained on site by the contractor | CONT
| F:............................. V:............................ T:............................ | Item | 1 |  | 0
Completion (A18 - A24)
| Clause 18.0 - Interim completion | N/A | 1 |  | 0
| Clause 19.0 - Practical completion F:............................. V:............................ T:............................ | Item | 1 |  | 0
| Clause 20.0 - Completion in sections | CONT
| F:............................. V:............................ T:............................ | Item | 1 |  | 0
| Clause 21.0 - Defects liability period and final completion | CONT
| F:............................. V:............................ T:............................ | Item | 1 |  | 0
| Clause 22.0 - Latent defects liability period F:............................. V:............................ T:............................ | Item | 1 |  | 0
| Clause 23.0 - Revision of the date for practical completion Substitution of materials and goods The removal or substitution of any materials and goods which do not conform to the specification or the contract drawings shall not constitute grounds for the extension of the construction period nor for the adjustment of the contract value [17.1.8; 23.1 & 2] | CONT
| F:............................. V:............................ T:............................ | Item | 1 |  | 0
| Clause 24.0 - Penalty for late or non-completion F:...................... V:............................ T:...................... | Item | 1 |  | 0
Payment (A25 - A27)
| Clause 25.0 - Payment | CONT
| Prices submitted Where prices are submitted by the contractor or subcontractor during the progress of the works in respect of contract instructions or in regard to a claim under the terms of this agreement and notwithstanding the fact that such prices may be used in an interim payment certificate, there is to be no presumption of acceptance. Should the principal agent wish to accept any such prices prior to the issue of the certificate of final completion, it shall be in writing | CONT
| F:............................. V:............................ T:............................ | Item | 1 |  | 0
| Clause 26.0 - Adjustment of the contract value and final account | CONT
| Tenant installation/user requirements delayed There is a possibility that certain works related to tenant installation/user requirements may have to be delayed and may consequently not be executed prior to practical completion | CONT
| Should the contractor be instructed to do so he shall execute this work under the conditions pertaining to this agreement on the basis that a separate amount for preliminaries appurtenant to this work (if applicable) is agreed to between the contractor and the principal agent and on condition that instruction to proceed with such work is given to him within a period of three (3) calendar months after the date of practical completion of the works | CONT
| The employer reserves the right to omit such work without compensation to the contractor for loss of profit or any other loss which the contractor may suffer as a result of such omission | CONT
| Cost of claims All costs incurred by the contractor in the preparation of claims shall be borne by the contractor. This provision shall not preclude an adjudicator or an arbitrator appointed in terms of this agreement [30.6 & 7] from making a determination on costs | CONT
| Claims from subcontractors The contractor shall review, assess and adjudicate any claims received by him from any subcontractor and thereafter submit same to the principal agent with a recommendation in order to assist the principal agent in adjudicating the claim [26.6] | CONT
| F:............................. V:............................ T:............................ | Item | 1 |  | 0
| Clause 27.0 - Recovery of expense and/or loss F:............................. V:............................ T:............................ | Item | 1 |  | 0
Suspension and termination (A28 - A29)
| Clause 28.0 - Suspension by the contractor | CONT
| F:............................. V:............................ T:............................ | Item | 1 |  | 0
| Clause 29.0 - Termination | CONT
| F:............................. V:............................ T:............................ | Item | 1 |  | 0
Dispute resolution (A30)
| Clause 30.0 - Dispute resolution F:............................. V:............................ T:............................ | Item | 1 |  | 0
| Agreement | CONT
| The required information of the parties and the amount of the contract sum shall be inserted in the agreement for signature of the agreement by the parties F:............................. V:............................ T:............................ | Item | 1 |  | 0
| Contract data | CONT
| Tenderer's selections | CONT
| Before submission of his tender the contractor is to complete the tenderer's selections in the contract data | CONT
| F:............................. V:............................ T:............................ | Item | 1 |  | 0
SECTION B: GENERAL PRELIMINARIES
| Should it be necessary to expand on any of the General Preliminaries clauses, the user should list the appropriate General Preliminary clause number and heading and insert the relevant provision under a suitable heading in bold as may be necessary | Item | 1 |  | 0
Definitions and interpretation (B1)
| Clause 1.1 - Definitions F:............................. V:............................ T:............................ | Item | 1 |  | 0
| Clause 1.2 - Interpretation F:............................. V:............................ T:............................ | Item | 1 |  | 0
Documents (B2)
| Clause 2.1 - Checking of documents F:............................. V:............................ T:............................ | Item | 1 |  | 0
| Clause 2.2 - Provisional bills of quantities | CONT
| Multiple procurement These bills of quantities are in multiple procurement format ie the "wet trades" - earthworks, concrete, formwork and reinforcement, precast concrete, masonry, waterproofing and sub-surface drainage - are provisionally (fully) measured and the subsequent trades are budgetary allowances and/or provisional sums F:............................. V:............................ T:............................ | Item | 1 |  | 0
| Clause 2.3 - Availability of construction information | CONT
| F:............................. V:............................ T:............................ | Item | 1 |  | 0
| Clause 2.4 - Ordering of materials and goods F:............................. V:............................ T:............................ | Item | 1 |  | 0
Previous work and adjoining properties (B3)
| Clause 3.1 - Previous work - dimensional accuracy F:............................. V:............................ T:............................ | Item | 1 |  | 0
| Clause 3.2 - Previous work - defects F:............................. V:............................ T:............................ | Item | 1 |  | 0
| Clause 3.3 - Inspection of adjoining properties F:............................. V:............................ T:............................ | Item | 1 |  | 0
The site (B4)
| Clause 4.1 - Handover of site in stages F:............................. V:............................ T:............................ | Item | 1 |  | 0
| Clause 4.2 - Enclosure of the works | Item | 1 |  | 0
Hoarding requirements, other than already described in clause 4.2, in the contract data or drawings
| F:............................. V:............................ T:............................ | CONT
| Clause 4.3 - Geotechnical and other investigations F:............................. V:............................ T:............................ | Item | 1 |  | 0
| Clause 4.4 - Encroachments F:............................. V:............................ T:............................ | Item | 1 |  | 0
| Clause 4.5 - Existing premises occupied F:............................. V:............................ T:............................ | Item | 1 |  | 0
| Clause 4.6 - Services - known F:............................. V:............................ T:............................ | Item | 1 |  | 0
Management of contract (B5)
| Clause 5.1 - Management of the works F:............................. V:............................ T:............................ | Item | 1 |  | 0
| Clause 5.2 - Progress meetings F:............................. V:............................ T:............................ | Item | 1 |  | 0
| Clause 5.3 - Technical meetings F:............................. V:............................ T:............................ | Item | 1 |  | 0
Samples, shop drawings and manufacturer's instructions (B6)
| Clause 6.1 - Samples of materials F:............................. V:............................ T:........................... | Item | 1 |  | 0
| Clause 6.2 - Workmanship samples F:............................. V:............................ T:............................ | Item | 1 |  | 0
| Clause 6.3 - Shop drawings F:............................. V:............................ T:............................ | Item | 1 |  | 0
| Clause 6.4 - Compliance with manufacturer's instructions F:............................. V:............................ T:............................ | Item | 1 |  | 0
Deposits and fees (B7)
| Clause 7.1 - Deposits and fees F:.......................... V:........................... T:......................... | Item | 1 |  | 0
Temporary services (B8)
| Clause 8.1 - Water F:............................. V:............................ T:............................ | Item | 1 |  | 0
| Clause 8.2 - Electricity F:............................. V:............................ T:............................ | Item | 1 |  | 0
| Clause 8.3 - Ablution and welfare facilities F:............................. V:............................ T:............................ | Item | 1 |  | 0
| Clause 8.4 - Communication facilities F:............................. V:............................ T:............................ | Item | 1 |  | 0
Prime cost amounts (B9)
| Clause 9.1 - Responsibility for prime cost amounts | CONT
| Where details of materials for which prime cost amounts are to be allowed are readily available, the quantity surveyor may elect to insert the relevant prime cost amounts in measured items, which measured items shall contain sufficient detail for the contractor to price for fixing and installation, waste, etc F:............................. V:............................ T:............................ | Item | 1 |  | 0
Attendance on subcontractors (B10)
| Clause 10.1 - General attendance F:............................. V:............................ T:............................ | Item | 1 |  | 0
| Clause 10.2 - Special attendance | CONT
| F:............................. V:............................ T:............................ | Item | 1 |  | 0
General (B11)
| Clause 11.1 - Protection of the works F:............................. V:............................ T:............................ | Item | 1 |  | 0
| Clause 11.2 - Protection/isolation of existing works and works occupied in sections F:............................. V:............................ T:............................ | Item | 1 |  | 0
| Clause 11.3 - Security of the works F:............................. V:............................ T:............................ | Item | 1 |  | 0
| Clause 11.4 - Notice before covering work F:............................. V:............................ T:............................ | Item | 1 |  | 0
| Clause 11.5 - Disturbance | CONT
| The following clause may be used should "disturbance" [11.5] need to be extended | CONT
| Disturbance All work is to be carried out in such a manner as to cause no unacceptable or unreasonable dust, noise, vibrations, nuisance, inconvenience, annoyance and the like to the public, others, other properties and traffic in so far as they exceed the permissible limitations set by government legislation or by the local authority. Any delays, stoppages and the like arising from or in order to comply with the above will not constitute grounds for an adjustment to the construction period or contract value whatsoeverF:........................ V:.........................T:......................... | Item | 1 |  | 0
| Clause 11.6 - Environmental disturbance | CONT
| Controlling all forms of pollution The contractor shall be responsible for and take all precautions in controlling by whatever means necessary all forms of pollution emanating from the site during the construction period due inter alia to noise, artificial light, wind-blown sand, dust, deposits of mud, etc | CONT
| The contractor is to ensure that all roads which border the site and are used by the contractor during the execution of the works are kept clean and free of any dirt or debris caused by the execution of the works | CONT
| Environmental management plan The employer has prepared an environmental management plan (EMP). The contractor shall price opposite this item for compliance with all the requirements of such EMP F:........................ V:.........................T:......................... | Item | 1 |  | 0
| Clause 11.7 - Works cleaning and clearing F:............................. V:............................ T:............................ | Item | 1 |  | 0
| Clause 11.8 - Vermin F:............................. V:............................ T:............................ | Item | 1 |  | 0
| Clause 11.9 - Overhand work F:............................. V:............................ T:............................ | Item | 1 |  | 0
| Clause 11.10 - Tenant installations F:............................. V:............................ T:............................ | Item | 1 |  | 0
| Clause 11.11 - Advertising F:............................. V:............................ T:............................ | Item | 1 |  | 0
SECTION C: SPECIFIC PRELIMINARIES
| Warranties for materials and workmanship Where warranties for materials and/or workmanship are called for, the contractor shall obtain a written warranty, addressed to the employer, from the entity supplying the materials and/or executing the work and shall deliver same to the principal agent on final completion of the contract | CONT
| The warranty shall state that workmanship, materials and installation are warranted for a specific period from the date of practical completion and that any defects that may arise during the specified period shall be made good at the expense of the entity supplying the materials and/or doing the work, upon written notice to do so | CONT
| The warranty will not be enforced if the work is damaged by defects in the execution of the works, in which case the responsibility for replacement shall rest entirely with the contractor F:............................. V:............................ T:............................ | Item | 1 |  | 0
| Overtime Should overtime be required to be worked for any reason whatsoever, the cost of such overtime is to be borne by the contractor unless the principal agent has specifically authorised, prior to execution thereof, that costs for such overtime are to be borne by the employer F:........................ V:.........................T:......................... | Item | 1 |  | 0
| Cooperation of the contractor for cost management It is specifically agreed that the contractor accepts the obligation of assisting the principal agent in implementing proper cost management. The contractor will be advised by the principal agent of all cost management procedures which will be implemented to ensure that the contract value does not exceed the budget F:........................ V:.........................T:......................... | Item | 1 |  | 0
| Overloading The contractor shall take all necessary steps to ensure that no damage occurs due to overloading of any portion of the works or temporary works eg scaffolding, etc. The contractor shall submit details of his proposed loading, storage, plant erection, etc to the principal agent for approval prior to proceeding with such loading, storing or erecting and shall comply with and pay for the principal agent's requirements in connection with the provision of temporary support work, etc. Any damage caused to the works by overloading shall be made good by the contractor at his sole expense F:........................ V:.........................T:......................... | Item | 1 |  | 0
| Propping of floors below The contractor is advised that propping of floors below may be required if he wishes to use any areas of completed suspended reinforced concrete slabs for vehicle access, storage of materials and goods and location of plant, scaffolding, etc. The location of these areas and any necessary propping shall be approved by the principal agent and the cost thereof shall be borne by the contractor F:........................ V:.........................T:......................... | Item | 1 |  | 0
| Testing of flat roof waterproofing for watertightness Flat roof waterproof areas shall be flooded and kept "ponded" for at least forty eight (48) hours as a test to ensure the watertightness of the waterproofing and before any further construction work is carried out above the waterproofing F:........................ V:.........................T:......................... | Item | 1 |  | 0
| Health and safety | CONT
| Without limiting the generality of the provisions of clause 2.0, the contractor's attention is drawn to the provisions of the Construction Regulations issued in terms of the Occupational Health and Safety Act, 1993 as amended. It is specifically stated that the employer shall prepare a documented health and safety specification for the works and that the employer shall ensure that the contractor has made provision for the cost of health and safety measures during the execution of the works. The contractor shall price opposite this item for compliance with the act and the regulations and the reasonable provisions of the aforementioned health and safety specification [2.1] | CONT
| Health and safety Without limiting the generality of the provisions of clause 2.0, the contractor's attention is drawn to the provisions of the Construction Regulations issued in terms of the Occupational Health and Safety Act, 1993 as amended. It is specifically stated that the employer shall prepare a documented health and safety specification for the works and that the employer shall ensure that the contractor has made provision for the cost of health and safety measures during the execution of the works. The contractor shall price opposite this item for compliance with the act and the regulations and the provisions of the aforementioned health and safety specification [2.1] | CONT
| The contractor shall: 1. Comply with the health and safety specification for the works 2. Prepare and agree with the health and safety consultant the health and safety plan for the works 3. Cooperate with the health and safety consultant in all respects 4. Manage the compliance of all subcontractors with the regulations and with the health and safety plan and specification 5. Conform to the conditions contained in the employer's health and safety specification | CONT
| F:............................. V:............................ T:............................ | Item | 1 |  | 0
| Green star building certification F:........................ V:.........................T:......................... | Item | 1 |  | 0
| Broad based black economic empowerment (BBBEE) Tenders submitted will be evaluated taking into account their empowerment rating The employer will be monitoring the broad based black economic empowerment (BBBEE) status of the contractor throughout the execution of the works | CONT
| The contractor is to submit to the principal agent on an annual basis a schedule of spend, split into vendors engaged as subcontractors and suppliers indicating their BBBEE rating including proof of the said rating F:........................ V:.........................T:......................... | Item | 1 |  | 0
| Advertising rights The employer may elect to contract with advertising agencies for the erection of advertising hoardings, banners, wraps or the like for the duration of the contract. The contractor shall not prevent such an arrangement and will assist in the facilitation of same. The position and type of advertising structure to be agreed with the principal agent so as not to hinder the contractor in meeting his obligations under this agreement F:........................ V:.........................T:......................... | Item | 1 |  | 0
| Confidentiality The contractor undertakes to maintain in confidence any and all information regarding this project and shall obtain appropriate similar undertakings from all subcontractors and suppliers. Such information shall not be used in any way except in connection with the execution of the works No information regarding this project shall be published or disclosed without the prior written consent of the employer F:........................ V:.........................T:......................... | Item | 1 |  | 0
| Media releases All rights of publication of articles in the media, together with any advertising relating thereto or in any way connected with this project, shall vest with the employer The contractor together with his subcontractors shall not, without the prior written consent of the employer, cause any statement or advertisement connected with this project to be printed, screened or aired by the media F:........................ V:.........................T:......................... | Item | 1 |  | 0
SUMMARY OF CATEGORIES
Category : Fixed R........................................ Category : Value R........................................ Category : Time R........................................
| TOTAL SECTION NO.1 - BILL NO.1 - PRELIMINARIES |  |  |  | 0
SECTION NO. 2
BILL No. 1
EARTHWORKS
EXCAVATION, FILLING, ETC
For preambles see "Model Preambles for Trades (2008 Edition)" and Supplementary preambles as specified in the Trades.
| SUPPLEMENTARY PREAMBLES | H2
| Nature of ground | H4
The nature of the ground is assumed to be sandy weathered granite, therefore "earth", but possibly interspersed with "hard rock"
| Excavation for working space in rock | H4
Notwithstanding clause 11 page 8 of the Standard System of Measuring Building Work, excavation for working space in rock will be measured in cubic metres to the extent executed and given as "extra over" bulk excavation or trench and hole excavation as the case may be
| Carting away of excavated material | H4
Descriptions of carting away of excavated material shall be deemed to include loading excavated material onto trucks directly from the excavations or, alternatively, from stock piles situated on the building site
| Filling | H4
Notwithstanding the reference to prescribed multiple handling in clause 1 page 6 of the Standard System of Measuring Building Work, prices for filling and backfilling shall include for all selection and any multiple handling of material
| Soil poisoning | H4
Ant and weed poisoning will be applied in accordance to SABS specifications by Registered and Approved Specialists who will issue a five (5) year guarantee. The contractor will only be paid for this items once they have produced the said cerfificate to the Principal Agent
| SITE CLEARANCE, ETC. | H2
| Site clearance | H3
1 | Digging up and removing rubbish, debris, vegetation, hedges, shrubs and trees not exceeding 200mm girth, bush, etc. | m2 | 868 | 18 | 15624
Excavation not exceeding 2 m in earth below natural, filled and compacted, or reduced ground level, for :
2 | Trenches | m3 | 118 | 75 | 8850
3 | Columns bases | m3 | 20 | 75 | 1500
| Extra over all excavations for carting away | H4
4 | Surplus material from excavations and/or stock piles on site to a dumping site to be located by the contractor within 20km from the building site | m3 | 48 | 85 | 4080
Risk of collapse of excavations
5 | Sides of trench and hole excavations not exceeding 1,5m deep | m2 | 392 | 35 | 13720
Keeping excavations free of water
6 | Keeping excavations free of all water other than subterranean water | Item | 1 | 5000 | 5000
Earth filling obtained from the excavations and/or prescribed stock piles on site compacted to 90% Mod AASHTO density
7 | Backfilling to trenches, holes, etc | m3 | 69 | 45 | 3105
| Prescribed density tests on filling | H4
8 | Modified AASHTO Density test | No | 10 | 550 | 5500
| SOIL POISONING | H4
Soil insecticide
9 | To bottoms and sides of trenches, bases, etc. | m2 | 553 | 25 | 13825
10 | Under floors etc including forming and poisoning shallow furrows against foundation walls etc, filling in furrows and ramming | m2 | 428 | 25 | 10700
BILL No. 1
EARTHWORKS
| CARRIED TO SUMMARY OF SECTION No.2 |  |  |  | 81904
SECTION No.2
BILL No. 2
CONCRETE, FORMWORK AND REINFORCEMENT
For preambles see "Model Preambles for Trades (2008 Edition)" and Supplementary preambles as specified in the Trades.
| SUPPLEMENTARY PREAMBLES | H2
| Cost of tests | H4
The costs of making, storing and testing of concrete test cubes as required under clause 7 "Tests" of SABS 1200 G shall include the cost of providing cube moulds necessary for the purpose, for testing costs and for submitting reports on the tests to the architect. The testing shall be undertaken by an independent firm or institution nominated by the contractor and to the approval of the architect. (Test cubes are measured separately)
Breeze concrete shall consist of twelve parts clean dry furnace ash, free from coal or other foreign matter, to one part cement (12:1), the ash graded up to particles which will pass a 16,5mm ring from a minimum which fails to pass a 4,75mm mesh. The finer materials from the screening are to be first mixed with the cement into a mortar and the ash added afterwards and thoroughly incorporated
| Formwork | H4
Description of formwork shall be deemed to include use and waste only (except where described as "left in" or "permanent"), for fitting together in the required forms, wedging, plumbing and fixing to true angles and surfaces as necessary to ensure easy release during stripping and for reconditioning as necessary before re-use
The vertical strutting shall be carried down to such construction as is sufficiently strong to afford the required support without damage and shall remain in position until the newly constructed work is able to support itself
Formworks to soffits of solid slabs etc shall be deemed to be slabs not exceeding 250mm thick unless otherwise described
Formwork to soffits of slabs, beams, etc shall be deemed to be propped up exceeding 1,5m and not exceeding 3,5m high unless otherwise described
Formwork to sides of bases, pile caps, ground beams, etc will only be measured where it is prescribed by the engineer for design reasons. Formwork necessitated by irregularity or collapse of excavated faces will not be measured and the cost thereof shall be deemed to be included in the allowance for taking the risk of collapse of the sides of the excavations, provision for which is made in "Earthworks"
UNREINFORCED CONCRETE
| 25MPa/19mm concrete | H4
1 | Apron paving cast in panels | m3 | 13 | 1800 | 23400
| REINFORCED CONCRETE CAST AGAINST EXCAVATED SURFACES | H3
| 30MPa/19mm concrete | H4
2 | Strip foundations | m3 | 48 | 2524.69 | 121185.12
REINFORCED CONCRETE
30MPa/19mm concrete
3 | Surface beds cast in panels on waterproofing | m3 | 43 | 2524.69 | 108561.67
4 | Walls | m3 | 32 | 2524.69 | 80790.08
5 | Lift shaft walls | m3 | 22 | 2524.69 | 55543.18
6 | Columns | m3 | 46 | 2524.69 | 116135.74
7 | Slabs including beams and inverted beams | m3 | 351 | 2524.69 | 886166.19
8 | Slab over lift shaft | m3 | 1 | 2524.69 | 2524.69
9 | Cantilever slabs | m3 | 20 | 2524.69 | 50493.8
10 | Isolated beams | m3 | 1 | 2524.69 | 2524.69
11 | Stairs and landings | m3 | 14 | 2524.69 | 35345.66
| TEST BLOCKS | H4
12 | Making and testing 150 x 150 x 150mm concrete strength test cube | No | 88 | 550 | 48400
| CONCRETE SUNDRIES | H4
13 | Finishing top surfaces of concrete smooth with a wood float | m2 | 990 | 35 | 34650
14 | Apron paving to falls | m2 | 128 | 35 | 4480
| ROUGH FORMWORK (DEGREE OF ACCURACY II) | H3
| Rough formwork to sides | H4
15 | Walls with total height exceeding 3,5m and not exceeding 5m above bearing level | m2 | 85 | 450 | 38250
16 | Outer surface of lift shaft walls with total height not exceeding 3,5m above bearing level | m2 | 10 | 450 | 4500
17 | Outer surface of lift shaft walls with total height exceeding 3,5m and not exceeding 5,0m above bearing level | m2 | 115 | 450 | 51750
18 | Inner surface of lift shaft walls with total height not exceeding 3,5m above bearing level | m2 | 8 | 500 | 4000
19 | Inner surface of lift shaft walls with total height exceeding 3,5m and not exceeding 5m above bearing level | m2 | 93 | 550 | 51150
20 | Rectangular columns with total height not exceeding 3,5m above bearing level | m2 | 313 | 450 | 140850
21 | Rectangular columns with total height exceeding 3,5m and not exceeding 5m above bearing level | m2 | 190 | 450 | 85500
22 | Square columns with total height not exceeding 3,5m above bearing level | m2 | 24 | 450 | 10800
23 | Square columns with total height exceeding 3,5m and not exceeding 5m above bearing level | m2 | 35 | 450 | 15750
24 | Edge of slabs | m2 | 4 | 450 | 1800
25 | Inverted beams | m2 | 66 | 400 | 26400
26 | Inverted beams above concrete | m2 | 79 | 400 | 31600
27 | Edges, risers, ends and reveals not exceeding 300mm high or wide | m | 258 | 240 | 61920
28 | Edges of apron paving not exceeding 300mm high or wide | m | 118 | 240 | 28320
29 | Risers of stairs not exceeding 300mm high or wide | m | 132 | 240 | 31680
30 | Step in soffit of slabs not exceeding 300mm high | m | 15 | 240 | 3600
31 | Sloping and stepped outer edges of stairs 350mm high extreme | m | 63 | 240 | 15120
32 | Formwork to form door opening size 1050mm wide x 2210mm high through 230mm thick wall | No | 3 | 500 | 1500
33 | Rough formwork to soffits
34 | Slabs not exceeding 250mm thick propped up exceeding 3,5m and not exceeding 5m high | m2 | 554 | 280 | 155120
35 | Slabs exceeding 250mm and not exceeding 500mm thick propped up exceeding 1,5m and not exceeding 3,5m high | m2 | 60 | 280 | 16800
36 | Slabs exceeding 250mm and not exceeding 500mm thick propped up exceeding 3,5m and not exceeding 5m high | m2 | 538 | 280 | 150640
37 | Slabs exceeding 250mm and not exceeding 500mm thick propped up exceeding 10m and not exceeding 12,5m high | m2 | 30 | 280 | 8400
38 | Slab over lift shaft exceeding 250mmand not exceeding 500mm thick propped up over shaft 12,64m high | m2 | 4 | 280 | 1120
39 | Cantilever walkway or balcony slabs not exceeding 250mm thick propped up exceeding 7,5m and not exceeding 10m high | m2 | 14 | 280 | 3920
40 | Cantilever walkway or balcony slabs exceeding 250mm and not exceeding 500mm thick propped up exceeding 3,5m and not exceeding 5m high | m2 | 67 | 280 | 18760
41 | Sloping soffit of stairs | m2 | 34 | 280 | 9520
42 | Landings of stairs | m2 | 13 | 280 | 3640
43 | Rough formwork to sides and soffits
44 | Beams propped up exceeding 1,5m and not exceeding 3,5m high | m2 | 489 | 280 | 136920
45 | Isolated beams propped up exceeding 1,5m and not exceeding 3,5m high | m2 | 6 | 280 | 1680
| SMOOTH FORMWORK (DEGREE OF ACCURACY I) | H3
| Smooth formwork to sides | H4
46 | Walls with total height exceeding 3,5m and not exceeding 5m above bearing level | m2 | 127 | 400 | 50800
| MOVEMENT JOINTS ETC | H3
| Expansion joints with 12mm polystyrene between vertical surfaces | H4
47 | 12mm Joints not exceeding 300mm high between concrete and brick surfaces | m | 361 | 60 | 21660
| Saw cut joints | H4
48 | 6 x 30mm Saw cut joints in top of concrete | m | 125 | 50 | 6250
| REINFORCEMENT | H3
| High tensile steel reinforcement to structural concrete work | H4
49 | 8mm-16mm Diameter bars | t | 59.19 | 19500 | 1154205
Fabric reinforcement
50 | Type 193 fabric reinforcement in surface beds | m2 | 428 | 65 | 27820
BILL No. 2
CONCRETE, FORMWORK AND REINFORCEMENT
| CARRIED TO SUMMARY OF SECTION No.2 |  |  |  | 3941945.82
SECTION No.2
BILL No. 3
MASONRY
For preambles see "Model Preambles for Trades (2008 Edition)" and Supplementary
preambles as specified in the Trades
| SUPPLEMENTARY PREAMBLES | H2
| BRICKWORK | H2
| Sizes in descriptions | H4
Where sizes in descriptions are given in brick units, "one brick"
shall represent the length and "half brick" the width of a brick
| Linings to concrete | H4
Descriptions of linings to concrete, unless otherwise described,shall be deemed
to include wire ties
| Hollow walls etc | H4
Descriptions of hollow walls shall be deemed to include wire ties and leaving every fifth
perpend of the bottom course of the external skin open as a weep hole
| Reinforced brick lintels | H4
Lintels shall bear at least 160mm onto adjacent walling. Where such bearing cannot be
obtained due to the proximity of adjacent openings the lintel shall be continuous
| Face bricks | H4
Bricks shall be ordered timeously to obtain uniformity in size and colour
| Pointing | H4
Descriptions of recessed pointing to fair face brickwork and face brickwork shall be
deemed to include square recessed, hollow recessed, weathered pointing, etc
FOUNDATIONS (PROVISIONAL)
| Brickwork of NFX bricks (14 MPa nominal compressive strength) in class I mortar | H4
1 | One brick wall | m2 | 113 | 385 | 43505
2 | 300mm Hollow wall of two half brick skins with 100mm cavity filled solid with concrete | m2 | 7 | 430 | 3010
| Brickwork reinforcement | H4
3 | 75mm Wide reinforcement built in horizontally | m | 81 | 8 | 648
4 | 150mm Wide reinforcement built in horizontally | m | 662 | 8 | 5296
5 | Galvanised hoop iron cramps, ties, etc
6 | 40 x 1,6mm Wall tie 550mm long with one end shot pinned to concrete and other end built into brickwork | No | 192 | 65 | 12480
FACE BRICKWORK
Facings in 222 x 106 x 73mm Nebraska Travertine Face Brick pointed with recessed horizontal and flush vertical joints.
7 | Extra over brickwork for face brickwork | m2 | 35 | 315 | 11025
| SUPERSTRUCTURE | H3
| Brickwork of NFX bricks (14 MPa nominal compressive strength) in class I cement mortar | H4
8 | Half brick wall | m2 | 57 | 250 | 14250
9 | Half brick linings to concrete | m2 | 191 | 260 | 49660
10 | One brick wall | m2 | 1968 | 456.62 | 898628.16
11 | One parapet wall | m2 | 91 | 456.62 | 41552.42
12 | 300mm Hollow wall of two half brick skins with 100mm cavity filled solid with concrete | m2 | 48 | 420 | 20160
| BRICKWORK SUNDRIES | H3
| Brickwork reinforcement | H4
13 | 75mm Wide reinforcement built in horizontally | m | 678 | 8 | 5424
14 | 150mm Wide reinforcement built in horizontally | m | 5438 | 8 | 43504
| Prestressed fabricated lintels | H4
15 | 115 x 75mm Lintels in lengths not exceeding 3m | m | 320 | 75 | 24000
16 | 115 x 75mm Lintels in lengths exceeding 3m and not exceeding 4,5m | m | 38 | 75 | 2850
| Turning pieces | H4
17 | 115mm Wide turning piece to lintels etc | m | 107 | 80 | 8560
| Galvanised hoop iron cramps, ties, etc | H4
18 | 40 x 1,6mm Wall tie 550mm long with one end shot pinned to concrete and other end built into brickwork | No | 1624 | 65 | 105560
FACE BRICKWORK
EXTERNAL FACE BRICKWORK
Facings in 222 x 106 x 73mm Nebraska Travertine Face Brick pointed with recessed horizontal and flush vertical joints.
19 | Extra over brickwork for face brickwork | m2 | 1104 | 315 | 347760
20 | Face brick-on-edge header course lintel 115mm high 115mm wide, pointed on front and soffit | m | 107 | 160 | 17120
21 | Cut face brick-on-edge external window cill, 180mm wide, set sloping and slightly projecting in cement mortar and pointed on top, front edge and projecting soffit including all necessary fair raking cutting to facings under and fair and fitted ends | m | 91 | 160 | 14560
NUTEC-CEMENT/FIBRE-CEMENT WINDOW SILLS
Natural grey sills in single lengths bedded in class I mortar including metal fixing lugs etc
22 | 15 x 150mm Wide sills set flat and slightly projecting | m | 99 | 120 | 11880
PRECAST CONCRETE
Precast concrete finished smooth on exposed surfaces including erecting in position
23 | Coping 300mm wide horizontal to top of parapet walls | m | 101 | 250 | 25250
BILL No. 3
MASONRY
| CARRIED TO SUMMARY OF SECTION No.2 |  |  |  | 1706682.58
SECTION No.2
BILL No. 4
WATERPROOFING
For preambles see "Model Preambles for Trades (2008 Edition)" and Supplementary
preambles as specified in the Trades.
DAMP-PROOFING OF WALLS AND FLOORS
One layer of 375 micron approved embossed damp proof course
1 | In walls | m2 | 161 | 45 | 7245
One layer of 250 micron approved waterproof sheeting sealed at laps with pressure sensitive tape
2 | Under surface beds | m2 | 464 | 75 | 34800
WATERPROOFING TO ROOFS, ETC
4mm "Derbigum SP4" fully bonded duel reinforced waterproofing membrane laid by torch-on fusion, including bending up or down at walls and beams
3 | On screeded flat roofs | m2 | 503 | 180 | 90540
4 | Flashing strip 150mm girth at edge of beams- or slabs including sealing with mastic | m | 44 | 100 | 4400
5 | Flashing strip 150mm girth at turn-ups including sealing top edge with mastic | m | 207 | 100 | 20700
6 | Additional membrane at 100mm diameter outlet | No | 22 | 90 | 1980
Insulation layer
7 | 70mm Thick Isoboard extruded polystyrene insulation laid on waterproofing membrane | m2 | 458 | 150 | 68700
Protective layers
8 | Approved water permeable filter fabric sheeting laid on top of insulation layer | m2 | 458 | 90 | 41220
9 | 50mm Thick layer of 25mm selected washed stone chips laid on filter fabric layer | m2 | 458 | 160 | 73280
Two coats "Silvakote" bituminous aluminium paint
10 | On waterproofing to roofs | m2 | 45 | 90 | 4050
JOINT SEALANTS ETC
Approved clear silicone sealing compound including backing cord, bond breaker, primer, etc
11 | 6 x 30mm In saw cut joints | m | 125 | 60 | 7500
"Sika Pro 30" clear silicone sealing compound
12 | In 10mm wide horizontal joint in face brick wall at steel angle supports | m | 222 | 75 | 16650
BILL No. 4
WATERPROOFING
| CARRIED TO SUMMARY OF SECTION No.2 |  |  |  | 371065
SECTION No. 2
BILL No. 5
CARPENTRY AND JOINERY
For preambles see "Model Preambles for Trades (2008 Edition)" and Supplementary
preambles as specified in the Trades.
| SUPPLEMENTARY PREAMBLES | H2
| Particle board: | H3
Particle board shall comply with the following specifications:
a) SABS 1300 Particle board: exterior and flooring type
b) SABS 1301 Particle board: interior type
| Joinery: | H3
Descriptions of frames shall be deemed to include frames, transomes, mullions, rails, etc
Descriptions of hardwood joinery shall be deemed to include pelleting of bolt holes
| Fixing | H3
Items described as "nailed" shall be deemed to be fixed with hardened steel nails or
shot pins to brickwork or concrete
| Decorative laminate finish: | H3
Laminate finish shall be glued under pressure. Edge strips shall be butt jointed at
junctions with adjacent similar finish
DOORS ETC
Semi-solid flush doors with hardboard on both sides, hung to steel frames
1 | 40mm Door 850 x 2100mm high (D4) | No | 18 | 850 | 15300
2 | 40mm Double door in two equal leaves size 1200 x 2100mm high, hung folding with rebated meeting stiles (D2) | No | 12 | 2500 | 30000
Wrought meranti doors hung to steel frames
3 | 44mm Framed door with horizontal battens on both sides 850 x 2100mm high (D3&D7) | No | 57 | 4500 | 256500
4 | 44mm Framed double door in two equal leaves, each leave with horizontal battens on both sides, size 1500 x 2100mm high, hung folding with rebated meeting stiles (D6) | No | 6 | 6000 | 36000
SKIRTINGS
Wrought meranti
5 | 16 x 90mm Chamfered skirting, plugged to brickwork, plastered walls, etc. | m | 1037 | 65 | 67405
BILL No. 5
CARPENTRY AND JOINERY
| CARRIED TO SUMMARY OF SECTION No.2 |  |  |  | 405205
SECTION No. 2
BILL No. 6
CEILINGS, PARTITIONS AND ACCESS FLOORING
For preambles see "Model Preambles for Trades (2008 Edition)" and Supplementary
preambles as specified in the Trades.
| SUPPLEMENTARY PREAMBLES | H2
| Descriptions: | H4
Items described as "nailed" shall be deemed to be fixed with hardened steel nails or
pins or shot pinned to brickwork or concrete
Items described as "plugged" shall be deemed to include screwing to fibre, plastic or
metal plugs at not exceeding 600mm centres, and where described as "bolted" the bolts
have been given elsewhere
SUSPENDED CEILINGS
| 600 x 1200 x 15mm thick acoustic white square edged ceiling tiles, laid on 24mm wide x 38mm high pre-painted exposed grid tee suspension system, including all necessary hangers, grids and hold down clips. Ceiling perimeter to be finished with pre-painted wall angle, all in accordance with the manufacturer's recommendations and SABISA guidelines. | H4
1 | Suspended ceiling | m2 | 990 | 280 | 277200
| Skimmed ceiling system with 9mm thick plasterboard fixed at right angles using 25mm drywall screws at 150mm centres to steel brandering comprising steel brandering at 400mm centres in one direction only. All joints are to be covered with fiba tape and the entire surface plastered with 3mm to 6mm thick skimming plaster. | H4
2 | Skimmed ceiling | m2 | 428 | 280 | 119840
Ceiling wall trim: Aluminium shadow wall trim, fixed to plastered brickwork with 5 x 25mm wall anchors at 450mm centres.
3 | Ceiling wall trim | m | 345 | 187.87 | 64815.15
| Bulkheads | H4
4 | Vertical bulkhead 500mm high between suspended ceiling and slab soffit | m | 28 | 160 | 4480
"Donn SM 25" pre-painted shadowline cornices to suspended ceilings
5 | Cornices plugged | m | 1127 | 110 | 123970
Insulation
6 | Approved 100mm thick sound insulation material on top of suspended ceilings | m2 | 990 | 80 | 79200
BILL No. 6
CEILINGS
| CARRIED TO SUMMARY OF SECTION No.2 |  |  |  | 669505.15
SECTION No. 2
BILL No. 7
FLOOR COVERINGS, ETC.
For preambles see "Model Preambles for Trades (2008 Edition)" and Supplementary
preambles as specified in the Trades.
FLOOR COVERINGS
300 x 300 x 2,5mm Semi-flexible vinyl floor tiles
1 | On floors in two colour pattern | m2 | 1043 | 480 | 500640
Sealers
2 | Two coats floor dressing as recommended by the manufacturer of the floor coverings on vinyl flooring | m2 | 1043 | 80 | 83440
3 | Self leveling screed on floor for vinyl tiles | m2 | 1043 | 120 | 125160
BILL No. 7
FLOOR COVERINGS, ETC.
| CARRIED TO SUMMARY OF SECTION No.2 |  |  |  | 709240
SECTION No. 2
BILL No. 8
IRONMONGERY
For preambles see "Model Preambles for Trades (2008 Edition)" and Supplementary
preambles as specified in the Trades.
| SUPPLEMENTARY PREAMBLES | H2
| Descriptions | H4
Items described as "plugged" shall be deemed to include
screwing to fibre, plastic or metal plugs
| Finishes to ironmongery | H4
Where applicable finishes to ironmongery are indicated by
suffixes in accordance with the following list:
BS Satin bronze lacquered CH Chromium plated
SC Satin chromium plated
SE Silver enamelled
GE Grey enamelled
AS Anodised silver
AB Anodised bronze
AG Anodised gold
ABL Anodised black
PB Polished brass
PL Polished and lacquered
PT Epoxy coated
SD Sanded
HINGES, BOLTS, ETC
| 150mm Lever flush bolts | No | 36 | 40 | 1440
| Two ball-bearing butt hinges with Stainless Steel finish (Pair) | No | 54 | 650 | 35100
| LOCKS | H4
Locksets including handles
| Double cylinder lockset including two master keys. | No | 54 | 1000 | 54000
HANDLES
| Handle on 150 x 45mm pressed backplate with Anodised Silver finish including Euro Profile cylinder upright lock case and 66mm Euro Profile double cylinder. | No | 18 | 1000 | 18000
INDICATOR BOLTS
| Aluminium indicator bolts with anodised Silver finish. | No | 18 | 550 | 9900
INDICATOR BOLTS (PARA), RAILS, ETC
| Aluminium helping hand disabled facility indicator bolt with Anodised Silver finish. | No | 3 | 650 | 1950
"Vaal Paragon"
| 32mm Type 9 back grab rail 800mm long plugged | No | 3 | 1200 | 3600
| 32mm Type 8 side grab rail 900mm girth plugged | No | 3 | 1200 | 3600
PUSH PLATE
| Anodised Silver 152 x 76mm push plate, size 152 x 76mm. | No | 22 | 650 | 14300
HOOK
| Aluminium hat, coat, and robe hook with anodised Silver finish. | No | 22 | 650 | 14300
| SUNDRIES | H3
DOORSTOP
| Aluminium doorstop with anodised Silver finish. | No | 78 | 125 | 9750
DOOR CLOSER
| Medium duty cam action overhead door closer with slide channel and hold open and necessary mounting brackets, etc. | No | 30 | 4800 | 144000
| LETTERS, NAMEPLATES, ETC | H3
| Natural anodised aluminium plates engraved with international pictograms in colour | H4
| SIGNAGE: "Name plate" engraved grade 304 Stainless Steel sign, size 150 x 150 x 1,2mm with counter-sunk fixing holes plugged and screwed with aluminium screws. | No | 57 | 285 | 16245
| WALL MOUNTED PINNING BOARDS | H4
| Pinning board 1000 x 1000mm fixed to wall | No | 20 | 3500 | 70000
BILL No. 8
IRONMONGERY
| CARRIED TO SUMMARY OF SECTION No.2 |  |  |  | 396185
SECTION No. 2
BILL No. 9
METALWORK
For preambles see "Model Preambles for Trades (2008 Edition)" and Supplementary
preambles as specified in the Trades.
| Descriptions | H4
Descriptions of bolts shall be deemed to include nuts and washers
Descriptions of expansion anchors and bolts and chemical anchors and bolts shall be
deemed to include nuts, washers and mortices in brickwork or concrete
Metalwork described as"holed for bolt(s)" shall be deemed to exclude the bolts unless
otherwise described
| Drawings | H4
Tenderers are referred to architect's drawings annexed to this document for full details
of the windows, doors, etc
| MILD STEEL BALUSTRADE | H2
| 50 x 1100mm thick stainless steel balustrade complete with sections | H4
50mm Diameter x 2mm wall thickness x 1000mm high handrail welded to stauncheons at 1500mm centres complete with 16mm infill bars at 120mm centres and baseplate 150 x 65 x 10mm fixed to ground with 75mm long M10 expansion bolts.
1 | 50 x 1100mm thick steel sections | m | 241 | 1200 | 289200
| HOROZANTAL AND VERTICAL WINDOW LOUVERES | H2
Ventrite fire line vertical louvered ventilator, FVL 2000 colorbond sheet steel multi-porpose smoke
| SUNDRY GALVANIZED STEELWORK | H3
| Bearers for brick linings | H4
2 | 150 x 90 x 10mm Angle section bearers holed for bolts at 500mm centres | kg | 3646 | 65 | 236990
3 | M16 "Trufix" anchor bolt and fixing into side concrete beam or slab | No | 400 | 46 | 18400
| PRESSED STEEL DOOR FRAMES | H3
| 1,2mm Rebated frames suitable for half brick walls | H4
4 | Frame for door 850 x 2100mm high (D4) | No | 18 | 800 | 14400
| 1,2mm Rebated frames suitable for one brick walls | H4
5 | Frame for door 850 x 2100mm high (D3&D7) | No | 57 | 900 | 51300
6 | Frame for double door 1200 x 2100mm high (D2) | No | 12 | 1800 | 21600
7 | Frame for double door 1500 x 2100mm high (D6) | No | 6 | 1900 | 11400
| STRONG ROOM | H2
| SABS Category 2 strongroom door and frame complete with chrome finished furniture, overall frame size of 1500 x 2010mm | H3
Strongroom door with grille gate and frame Category 2 DS2 size 0,95 x 1,980m high overall, with a mass of 590kg, 10mm outer plate, two seven lever locks, etc. and fixed in position in opening in one brick wall
8 | Strong room door size, 1000 x 1970mm high | No | 1 | 31500 | 31500
| ALUMINIUM WINDOWS, DOORS, ETC | H3
| Purpose made charcoal powder coated windows glazed with 6mm clear glass | H4
9 | Window 1200 x 600mm high (W6) | No | 3 | 3456 | 10368
10 | Window 1800 x 600mm high (W5 & W8) | No | 14 | 5184 | 72576
11 | Window 2400 x 600mm high (W4) | No | 5 | 6912 | 34560
12 | Window 1000 x 1785mm high (W2) | No | 1 | 8592 | 8592
13 | Window 2000 x 1785mm high (W3) | No | 7 | 17184 | 120288
14 | Window 3000 x 1785mm high (W1) | No | 11 | 25776 | 283536
15 | Window 600 x 2000mm high (W9) | No | 3 | 5760 | 17280
16 | Window 2000 x 2435mm high (W7) | No | 2 | 23424 | 46848
| Purpose made charcoal powder coated doors glazed with 6.33mm clear safety glass | H4
17 | Double door and fanlight, size 1800 x 2720mm high, including ironmongery (D1) | No | 10 | 30502.08 | 305020.8
| Purpose made charcoal powder coated window walls/shopfronts glazed with 6mm clear safety glass | H3
| Purpose made charcoal powder coated shopfronts glazed with 6mm clear safety glass | H4
18 | Window wall 2000 x 10600mm high (SF1) | No | 2 | 101760 | 203520
19 | Window wall 2800 x 6830mm high (SF2) | No | 1 | 91795.2 | 91795.2
20 | Window wall 5285 x 3455mm high (SF3) | No | 2 | 87856.32 | 175712.64
21 | Window wall L-shaped on plan, size 4055 x 3455mm high overall (SF6) | No | 1 | 67428.48 | 67428.48
22 | Window wall L-shaped on plan, size 6945 x 3855mm high overall (SF5) | No | 1 | 128769.6 | 128769.6
23 | Window wall L-shaped on plan, size 8635 x 7000mm high overall (SF4) | No | 1 | 290304 | 290304
BILL No. 9
METALWORK
| CARRIED TO SUMMARY OF SECTION No.2 |  |  |  | 2531388.72
SECTION No. 2
BILL No. 10
PLASTERING
For preambles see "Model Preambles for Trades (2008 Edition)" and Supplementary
preambles as specified in the Trades.
| SCREEDS | H3
| 3:1 Cement plaster screeds steel trowelled on concrete | H4
1 | 25mm Thick on floors | m2 | 1578 | 130 | 205140
2 | 25mm Thick on thresholds, risers, etc. in narrow widths | m2 | 48 | 140 | 6720
| 3:1 Cement plaster screeds with 10% "Coprox" waterproofing additive added to the cement ratio of the mix, steel trowelled smooth on concrete | H4
3 | 25mm Thick on thresholds, risers, etc. in narrow widths | m2 | 29 | 140 | 4060
4 | Average 40mm thick on floors to falls (walkways and balconies) | m2 | 119 | 210 | 24990
5 | Average 60mm thick on roofs or floors to falls and currents | m2 | 45 | 280 | 12600
6 | Average 100mm thick on roofs or floors to falls and currents | m2 | 458 | 340 | 155720
7 | 75 x 75mm Triangular fillet against walls etc | m | 207 | 35 | 7245
| EXTERNAL PLASTER | H3
8 | On brickwork
| Plaster one coat nominal 15mm thick sand-cement plaster finished with a steel float | H4
9 | On walls | m2 | 131 | 120 | 15720
| Slush surface with plasterkey-cement slurry and plaster one coat nominal 15mm thick sand-cement plaster finished with a steel float | H4
10 | On ceilings | m2 | 194 | 120 | 23280
11 | On sloping ceilings | m2 | 19 | 120 | 2280
12 | On sloping and stepped edge of stairs | m2 | 14 | 120 | 1680
13 | On narrow widths | m2 | 12 | 120 | 1440
| INTERNAL PLASTER | H3
| Two coat plaster with gypsum finish on brickwork | H4
14 | On walls | m2 | 3793 | 120 | 455160
15 | On narrow widths | m2 | 49 | 135 | 6615
| On concrete | H3
| Slush surface with plasterkey-cement slurry, plaster one coat nominal 15mm thick sand-cement plaster and finish with semi-hydrate gypsum plaster in two coats applied by steel float | H4
16 | On walls | m2 | 161 | 215 | 34615
17 | On columns | m2 | 68 | 215 | 14620
18 | On columns flush with brickwork | m2 | 73 | 215 | 15695
19 | On beams and slab edges | m2 | 34 | 215 | 7310
20 | On ceilings | m2 | 1013 | 215 | 217795
21 | On sloping soffit of srairs | m2 | 16 | 215 | 3440
22 | On narrow widths | m2 | 1 | 215 | 215
| CORNER PROTECTORS, DIVIDING STRIPS, ETC | H4
23 | 3 x 30mm Flat section brass dividing strip or weather bar | m | 40 | 40 | 1600
BILL No. 10
PLASTERING
| CARRIED TO SUMMARY OF SECTION No.2 |  |  |  | 1217940
SECTION No. 2
BILL No. 11
TILING
For preambles see "Model Preambles for Trades (2008 Edition)" and Supplementary preambles as specified in the Trades.
| SUPPLEMENTARY PREAMBLES | H2
| Descriptions | H4
Unless described as "fixed with adhesive to plaster (plaster elsewhere)" descriptions of tiling on brick or concrete walls, columns, etc shall be deemed to include 1:4 cement plaster backing and descriptions of tiling on concrete floors etc shall be deemed to include 1:3 plaster bedding
| WALL TILING | H4
Allow the PC Sum of R200-00/m2 (two hundred rand per meter square) (net excluding VAT but including delivery and waste) purchase price for polished porcelain tile, size 600 x 600 fixed to internal wall plaster backing with TAL tile adhesive with joints continuous in both directions and grouted with tile grout, excess grout on the surface to be cleaned with water as work proceeds, all in accordance with the manufacturer's recommendations. (technical specification to be issued by supplier/manufacturer)
1 | On walls inclusive of narrow widths | m2 | 356 | 550 | 195800
| FLOOR TILING | H3
| EXTERNAL TILES | H4
| Allow the PC Sum of R350-00/m2 (three hundred and fifty rand per meter square) (net excluding VAT but including delivery and waste) purchase price for Non-slippery porcelain tiles, size 600 x 600mm, fixed to floor screed with TAL tile adhesive mixed with TAL Bond® in lieu of water with joints continuous in both directions and grouted with TAL tile grout, excess grout on the surface to be cleaned with water as work proceeds. (technical specification to be issued by supplier/ manufacturer). | H4
2 | On balconies and walkways | m2 | 119 | 255 | 30345
3 | On risers 170mm high of cut tiles | m | 72 | 80 | 5760
4 | On treads 250mm wide of cut tiles | m | 66 | 90 | 5940
| INTERNAL TILES | H4
Allow the PC Sum of R350-00/m2 (three hundred and fifty rand per meter square) (net excluding VAT but including delivery and waste) purchase price for porcelain tiles, size 600 x 600mm, fixed to internal floor screed with TAL tile adhesive mixed with TAL Bond® in lieu of water with joints continuous in both directions and grouted with TAL tile grout, excess grout on the surface to be cleaned with water as work proceeds. (technical specification to be issued by supplier/ manufacturer).
5 | On floors | m2 | 388 | 480 | 186240
6 | On risers 170mm high of cut tiles | m | 60 | 80 | 4800
7 | On treads 250mm wide of cut tiles | m | 53 | 80 | 4240
8 | On top of thresholds 115mm wide of cut tiles | m | 40 | 80 | 3200
CORNER PROTECTORS, ETC
9 | Stainless steel straight edge below tread tiles, thresholds or edges | m | 296 | 90 | 26640
BILL No. 11
TILING
| CARRIED TO SUMMARY OF SECTION No.2 |  |  |  | 462965
SECTION No. 2
BILL No. 12
PLUMBING AND DRAINAGE
For preambles see "Model Preambles for Trades (2008 Edition)" and Supplementary
preambles as specified in the Trades.
| SUPPLEMENTARY PREAMBLES | H2
| "Polycop" polypropylene pipes: | H3
Polypropylene pipes 54mm diameter and under shall be seamless copper coloured
class 16 pipes jointed with "Fast-fuse" heat welded thermoplastic or brass compression
fittings as designed for use with copper pipes as stated
Pipes shall be firmly fixed to walls etc with coloured nylon snap-in pipe clips with
provision for accommodating thermal movement and jointed and fixed strictly in
accordance with the manufacturer's instructions
All pipe diameters are nominal external
| "Polylink" polypropylene pipes: | H3
Polypropylene pipes 63mm diameter and over shall be class 12
pipes jointed with cast iron "Supraclamp" running joints
Fusion welded bends, once or twice mitred as necessary, and
tees shall be factory manufactured
Fusion welded bends and tees shall include jointing to pipes
with PVC rubber ring double Z joint couplers
Branch tees shall include flanged and bolted joints to "Polycop"
branch pipes in addition and for brass compression male iron to
copper straight couplers
Reducers shall include jointing to pipes with PVC rubber ring
double Z joint couplers and reducers shall be of sufficient
overall length to accommodate same
All pipes shall be jointed and fixed strictly in accordance with
the manufacturer's instructions
All pipe diameters are nominal external
| Concrete pipes: | H3
Pipes shall be jointed with ogee joints with rubber collars or
socket and spigot joints with rubber rings
| Vitrified clay pipes: | H3
Pipes shall rest on solid ground and, where necessary, pockets
of sufficient size shall be cut around joints to enable the jointing
to be properly performed or, alternatively, pipes shall be bedded
full length on and including unreinforced concrete laid in a
semi-dry state immediately before pipes are laid
Sewer and drainage pipes and fittings shall be jointed and
sealed with butyl rubber rings
| uPVC pipes and fittings: | H3
Soil, waste and vent pipes and fittings shall be solvent weld
jointed
| uPVC pressure pipes and fittings: | H3
Pipes for water supply shall be of the class stated
Pipes of 40mm diameter and smaller shall be plain ended with
solvent welded uPVC loose sockets and fittings
Pipes of 50mm diameter and greater shall have sockets and
spigots with push in type integral rubber ring joints. Bends shall
be uPVC and all other fittings shall be cast iron, all with similar
push-in type joints
| Copper pipes: | H3
Pipes shall be hard drawn and half-hard pipes of the class stated.
Class 0 (thin walled hard drawn) pipes shall not be bent. Class 1 (thin walled half-hard),
class 2 (half-hard) and class 3 (heavy walled half-hard) pipes shall only be bent with
benders with inner and outer formers. Fittings to copper waste, vent and anti-syphon
pipes, capillary solder fittings and compression fittings shall be "Cobra Watertech" type.
Capillary solder fittings shall comply with ISO 2016. Only compression
fittings shall be used in walls or in ground
| Fixing of pipes | H3
Unless specifically otherwise stated, descriptions of pipes
shall be deemed to include fixing to walls etc, casting in,
building in or suspending not exceeding 1m below
suspension level
| Lead pipes and fittings | H3
All soldered joints shall be wiped and brass unions shall be
used for jointing lead to steel
| Reducing fittings | H3
Where fittings have reducing ends or branches they are
described as "reducing". In the case of pipes with diameters
not exceeding 60mm only the largest end or branch size is
given. Should the contractor wish to use other fittings and
bushes or reducers he may do so on the understanding that no
claim in this regard will be entertained. In the case of pipes
with diameters exceeding 60mm all sizes are given and no
claim for extra bushes, reducers, etc will be entertained
| Wire gratings | H3
Descriptions of gutter outlets etc shall be deemed to include
wire balloon gratings
| Septic tanks | H3
Descriptions of septic tanks shall be deemed to include
excavation, bedding and jointing, concrete base slabs, jointing
to drains and backfilling, compaction, etc all in accordance with
the manufacturer's instructions
| Exposed concrete surfaces | H3
Exposed surfaces of concrete stormwater channels, cover
slabs, inspection eye marker slabs, gulley tops, cleaning eye
tops, catchpits, inspection chambers, etc shall be finished
smooth with plaster
| Excavations | H3
No claim for rock excavation will be entertained unless the
contractor has timeously notified the quantity surveyor thereof
prior to backfilling
"Soft rock" and "hard rock" shall be as defined in "Earthworks"
| Laying, backfilling, bedding, etc. of pipes | H3
Pipes shall be laid and bedded and trenches shall be carefully
backfilled in accordance with manufacturers' instructions
Where no manufacturers' instructions exist pipes shall be laid in
accordance with clauses 5.1 and 5.2 of each of the following:
SABS 1200 L : Medium-pressure pipelines
LD : Sewers
LE : Stormwater drainage
Pipe trenches etc shall be backfilled in accordance with clauses
3, 5.5, 5.6, 5.7 and 7 of SABS 1200
DB : Earthworks (Pipe trenches)
Pipes shall be bedded in accordance with clauses 3.1 to 3.4.1,
5.1 to 5.3 and 7 of SABS 1200
LB : Bedding (Pipes).
Unless otherwise described bedding of rigid pipes shall be
class B bedding
| Flush pans | H3
Flush pans shall have straight or side outlets and "P" or "S"
traps as necessary
| Stainless steelbasins, sinks, wash troughs, urinals, etc. | H3
Units shall have standard aprons on all exposed edges and
tiling keys against walls where applicable
| Waste unions | H3
Descriptions of waste unions shall be deemed to include rubber
or vulcanite plugs and chains fixed to fittings
| Steel sectional water tanks | H3
Tanks shall comply with SABS CKS 114
| "Densyl" petrolatum anti-corrosion tape as manufactured | H3
by Denso SA (Pty) Ltd.
Pipes to be taped shall be coated with the appropriate primer
and the tape shall be applied with minimum 15mm lap per
spiral unless otherwise described
Couplings and fittings to pipes shall be taped in strict
accordance with the manufacturer's instructions including all
mastic, tape, "Layflat" sheeting, securing of same, etc
RAINWATER DISPOSAL
DOWNPIPES, ETC
uPVC pipes
| 80mm Pipes cast into concrete or built into brickwork | m | 296 | 125 | 37000
Extra over uPVC pipes for fittings
| 80mm Bend | No | 68 | 140 | 9520
Cast iron full-flow outlets cast into concrete
| 80mm "Fullflow" centre bolt 90 degree side outlet connected to 800mm uPVC pipe | No | 34 | 550 | 18700
| SANITARY FITTINGS | H4
| Front flush close coupled WC colour White, 100mm outlet with cistern connected to 15mm water supply with foot of bowl sealed to floor with acetoxy silicone sealant. | No | 19 | 6836.25 | 129888.75
| COUNTERTOP BASIN: Washbowl colour White, overall size 475 x 475 x120mm, fixed to countertop and sealed with acetoxy silicone sealant where basin rim meets countertop, installation kit included. | No | 16 | 2903.18 | 46450.88
1242.5
| BASIN MIXER: Deck mounted basin mixer, overall size 136.93 x 43.38 x 123.74mm, installed in accordance with the manufacturer's recommendations. | No | 16 | 4990 | 79840
| FV: 20mm BSP, exposed, lever operated, chrome toilet flushing valve with back entry flush pipe. | No | 19 | 1436.99 | 27302.81
| URINAL (UR): 60cm urinal colour White, with back or top inlet and waste outlet including wall mounting brackets and connected to water supply, sealed with silicone sealant where urinal meets the wall. | No | 9 | 4000 | 36000
| URINAL DIVIDERS: 12mm compact high pressure laminate urinal screen colour Pastel Grey, overall size 450 x 750mm fixed to the wall with 304-grade stainless steel brackets. | No | 6 | 656.84 | 3941.04
| WC (WC2): Raised paraplegic CC WC with side lever and grab rails combo colour White 100mm outlet with cistern connected to 15mm water supply with the foot of bowl sealed to the floor with acetoxy silicone sealant. | No | 3 | 10023.75 | 30071.25
| BASIN (WHB2): 50cm Medical basin with brackets colour White fixed with stainless steel screws and washers to plugs in the all with optional concealed wall brackets sealed with acetoxy silicone sealant where basin meets the wall. | No | 3 | 9737.5 | 29212.5
| BASIN COLD WATER MIXER (M2) for paraplegic: Chrome finish Medical Pillar Tap with Blue/Red indices deck mounted basin mixer, overall size 63mm (h) x 41mm (d) x 79mm (l), installed in accordance with the manufacturer's recommendations. | No | 3 | 3237.5 | 9712.5 | 1242.5
| HAND DRYER (HD): Electric hand dryer colour white. Power 550W, 20 000RPM Drying time – 5 to 10 Seconds | No | 10 | 4723.25 | 47232.5
| TOILET PAPER DISPENSER (TD): White 2-roll toilet roll holder, overall size 130 x 130 x 260mm plugged and screw to wall with stainless steel screws. | No | 22 | 1242.5 | 27335
| PAPER TOWEL DISPENSER (PTD): Rolled Hand Towel Dispenser colour White overall size 236 x 430 x 241mm high. | No | 6 | 5681.13 | 34086.78
| CISTERN GRABRAIL: Cistern grab rail colour Silver fixed to walls with fixation bolts. | No | 3 | 2396.51 | 7189.53
| DOGLEG GRABRAIL: Dog Leg grab rail colour Silver fixed to walls with fixation bolts. | No | 3 | 2048.75 | 6146.25
| 200L 400kPa Direct Solar Geyser complies with SANS 1307, to be SABS 400kPa approved and with Electrical backup. | No | 6 | 21379.94 | 128279.64
| CAM AFRICA DC7540S/SEB single kitchen sink with drainer stainless steel L75cm x W40cm | No | 3 | 1248.75 | 3746.25
412.5
| 266 x208 x 184mm Sink mixer pillar type (TVRB6831/CH). Colour: Chrome | No | 3 | 2274.88 | 6824.64
| SOAP DISPENSER (SD): Hand Cleanser-Cassette 1L colour White, overall size 235 x 116 x 114mm high. | No | 13 | 412.5 | 5362.5
ALLOWANCES
| Allowance for soil drainage | Item | 1 | 60000 | 60000
| Allowance for waste piping and fittings | Item | 1 | 85000 | 85000
| Allowance for water piping and fittings | Item | 1 | 80000 | 80000
| Allowance for hot water generation | Item | 1 | 60000 | 60000
BILL No. 12
PLUMBING AND DRAINAGE
| CARRIED TO SUMMARY OF SECTION No.2 |  |  |  | 1008842.82
SECTION No. 2
BILL No. 13
GLAZING
For preambles see "Model Preambles for Trades (2008 Edition)" and Supplementary
preambles as specified in the Trades.
MIRRORS
6 mm Silvered float glass copper backed mirrors with polished edges holed for and fixed with chromium plated dome capped mirror screws with rubber buffers to plugs in brickwork or concrete
| Mirror 450 x 650mm high with four screws | No | 19 | 850 | 16150
BILL No. 13
GLAZING
| CARRIED TO SUMMARY OF SECTION No.2 |  |  |  | 16150
SECTION No. 2
BILL No. 14
PAINTWORK
For preambles see "Model Preambles for Trades (2008 Edition)" and Supplementary
preambles as specified in the Trades.
PAINTWORK ETC TO NEW WORK
ON FLOATED PLASTER
Prepare and stop with Interior Polyfilla, apply one coat X107 PVA Acrylic First Coater and apply two coats Polvin Super Acrylic PVA paint
| On internal walls | m2 | 4177 | 85 | 355045
| On internal ceilings and beams | m2 | 1063 | 95 | 100985
Prepare and stop with exterior crackfiller, apply one coat plaster primer and apply two coats Dulux Weatherguard paint for external use
| On external walls and projecting columns | m2 | 131 | 85 | 11135
| On external ceilings and beams | m2 | 239 | 95 | 22705
ON PRECAST CONCRETE
Prepare and stop with exterior crackfiller, apply one coat plaster primer and apply two coats Dulux Weatherguard paint for external use
| On external copings | m2 | 40 | 95 | 3800
ON FIBRE-CEMENT
Prepare and apply one coat X345 Time-Saver Sealer/Undercoat and apply two coats Plascon Velvaglo polyurethane enamel paint
| On internal flat cills | m2 | 15 | 80 | 1200
ON METAL
Prepare, touch up factory primer, apply one coat Namelcote Zinc Chromate Metal Primer, apply one coat Merit Universal Undercoat and apply two coats Plascon Universal Enamel Gloss Paint
| On pressed steel door frames | m2 | 177 | 100 | 17700
ON WOOD
Prepare and touch up knots with Spick & Span Patent Knotting, apply one coat Spick & Span Oil Based Wood Primer, stop with Mendall 90, apply one coat of Merit Universal Undercoat and apply one coat of Plascon Universal Enamel Gloss Paint
| On doors | m2 | 125 | 95 | 11875
Prepare and apply one coat Spick & Span Woodcoat Polyurethane Suede X44 Coating, stop with Spick & Span Wood Stopping and apply two coats of Spick & Span Woodcoat Polyurethane Suede X44 Coating, including sanding between coats
| On doors | m2 | 241 | 95 | 22895
| On skirtings, rails, etc not exceeding 300 mm girth | m | 1037 | 35 | 36295
BILL No. 14
PAINTWORK
| CARRIED TO SUMMARY OF SECTION No.2 |  |  |  | 583635
SECTION No.2 - BUILDING WORK SUMMARY
1 | EARTHWORKS |  | Page |  | 81904
2 | CONCRETE, FORM WORK AND REINFORCEMENT |  | Page |  | 3941945.82
3 | MASONRY |  | Page |  | 1706682.58
4 | WATERPROOFING |  | Page |  | 371065
5 | CARPENTRY AND JOINERY |  | Page |  | 405205
6 | CEILINGS, PARTITIONS AND ACCESS FLOORING |  | Page |  | 669505.15
7 | FLOOR COVERINGS, WALL LININGS, ETC. |  | Page |  | 709240
8 | IRONMONGERY |  | Page |  | 396185
9 | METALWORK |  | Page |  | 2531388.72
10 | PLASTERING |  | Page |  | 1217940
11 | TILING |  | Page |  | 462965
12 | PLUMBING AND DRAINAGE |  | Page |  | 1008842.82
13 | GLAZING |  | Page |  | 16150
14 | PAINTWORK |  | Page |  | 583635
| Carried to Final Summary |  |  |  | 14102654.09
SECTION No. 3
ELECTRICAL INSTALLATIONS
BILL No. 1
ELECTRICAL INSTALLATIONS
For preambles see "Model Preambles for Trades (2008 Edition)" and Supplementary
preambles as specified in the Trades.
SUPPLY AND DISTRIBUTION BOARDS
Supply, Install, test and commision existing distribution board - Flush mounted distribution board cupboards c/w all switchgear and breakers indicated on the drawings
Supply and install the following epoxy powder coated distribution boards complete with frames, trays and lockable doors suitable for equipment including an allowance for 20% spare capacity as indicated on the schematic drawings:
The following in 2mm mild steel powder coated finish surface mounted distribution board including furniture as per drawing #
1 | DB-A | No | 1 | 85000 | 80000
2 | DB-B | No | 1 | 50000 | 50000
3 | DB-C | No | 1 | 50000 | 50000
LOW VOLTAGE DISTRIBUTION
Supply, deliver, install and terminate Cu PVC SWA PVC 600/1000V Cable, in trenches, sleeves or on cable trays
120mm² x 4 core (From main supply to BD - A)
4 | Supply and delivery | Meter | 250 | 1430 | 357500
5 | Installation | Meter | 250 | 357.5 | 89375
6 | Termination, c/w glands, shrouds, lugs and connection | No | 12 | 92.5 | 1110
50mm² x 4 core (From main DB to BD - B)
7 | Supply and delivery | Meter | 30 | 1250 | 37500
8 | Installation | Meter | 30 | 312.5 | 9375
9 | Termination, c/w glands, shrouds, lugs and connection | No | 8 | 92.5 | 740
50mm² x 4 core (From main DB to BD - C)
10 | Supply and delivery | Meter | 40 | 1250 | 50000
11 | Installation | Meter | 40 | 312.5 | 12500
12 | Termination, c/w glands, shrouds, lugs and connection | No | 8 | 92.5 | 740
LIGHTING INSTALLATION
WIREWAYS
Supply and Install Trunking
Supply and install P8000 trunking suspended from slab and trusses in ceiling void.
13 | Supply and delivery | Meter | 300 | 850 | 255000
14 | Installation | Meter | 300 | 212.5 | 63750
Supply, delivery and installation of PVC conduits, surface mounted in ceiling voids and fixed to walls or cast-in or built into walls, including all fixing materials, bends, terminations, draw boxes, etc.
20mm diameter
15 | Supply and delivery | Meter | 1000 | 21 | 21000
16 | Installation | Meter | 1000 | 5.25 | 5250
Supply, delivery and installation of Conduit outlets boxes c/w locknuts and bushes built into brick or cast into concrete or surface mounted
65mm round box, c/w cover
17 | Supply and delivery | No | 287 | 21 | 6027
18 | Installation | No | 287 | 5.25 | 1506.75
Supply, delivery and installation of Conduit outlets boxes c/w locknuts and bushes built into brick or cast into concrete or surface mounted, c/w applicable cover
100 x 50 x 50 mm
19 | Supply and delivery | No | 70 | 15 | 1050
20 | Installation | No | 70 | 5 | 350
WIRING AND TERMINALS
Supply, delivery and installation of Cu Conductors:
1,5mm² PVC insulated conductor
21 | Supply and delivery | Meter | 2100 | 9.5 | 19950
22 | Installation | Meter | 2100 | 2.375 | 4987.5
1,5mm² bare copper earth wire
23 | Supply and delivery | Meter | 600 | 8.4 | 5040
24 | Installation | Meter | 600 | 2.1 | 1260
2.5mm² PVC insulated conductor
25 | Supply and delivery | Meter | 1500 | 25.2 | 37800
26 | Installation | Meter | 1500 | 6.3 | 9450
LIGHT FITTINGS
Supply, deliver, install, connect, test and commissioning the following light fittings
27 | TYPE F10 -Regent 1200x600mm Luxon Prism Backlit LED panel light fitting with seamless aluminium extruded frame and prismatic diffuser installed with 50W LEDs OR SIMILAR APPROVED. | No | 150 | 2200 | 330000
28 | TYPE C1 -Radiant opal down light white LED light fitting installed with 8W LED OR SIMILAR APPROVED. | No | 71 | 750 | 53250
29 | TYPE D1 - Eurolux Ivela LED Dixit RA11 Oscill tilt down light installed with 21W LED OR SIMILAR APPROVED. | No | 126 | 1850 | 233100
Supply, deliver, install, connect, test and commissioning of Sensors
Supply, delivery and installation of Conduit outlets boxes c/w locknuts and bushes built into brick or cast into concrete or surface mounted, c/w applicable cover 100 x 50 x 50mm
30 | Supply and delivery | No | 70 | 15 | 1050
31 | Installation | No | 70 | 5 | 350
ACCESSORIES
Supply, deliver and install accessories to boxes
32 | 5A, 3-pin socket outlets to trunking | No | 287 | 70 | 20090
33 | 16A, one lever one way switch | No | 70 | 150 | 10500
SMALL POWER INSTALLATION
WIREWAYS
Supply, delivery and installation of PVC conduits, surface mounted in ceiling voids and fixed to walls or cast-in or built into walls, including all fixing materials, bends, terminations, draw boxes, etc.
20mm diameter
34 | Supply and delivery | Meter | 900 | 7 | 6300
35 | Installation | Meter | 900 | 3 | 2700
36 | Supply and install conduit droppers chased or built into wall, consisting of 3 x 25mm dia & 2 x 20mm dia from wire basket & trunking in ceiling void to power skirting c/w 1.6mm draw wires | No | 15 | 12 | 180
Supply, delivery and installation of Conduit outlets boxes c/w locknuts and bushes built into brick or cast into concrete or surface mounted, c/w applicable cover
100 x 100 x 50 mm
37 | Supply and delivery | No | 25 | 15 | 375
38 | Installation | No | 25 | 5 | 125
39 | Supply, deliver and installation of the 2 compartment, two cover Midland power skirting complete with all accessories including internal/external bends, end caps etc. as per drawing # | Meter | 210 | 962 | 202020
Supply, delivery and installation of socket outlets16 A, 3-pin standard white SSO + 16 A,
3-pin Euro Scoket (SANS 164-2)
40 | Flush Mounted | No | 12 | 125 | 1500
41 | Mounted in floorbox | No | 0 | 0 | 0
42 | Surface mounted | No | 0 | 0 | 0
43 | Power skirting mounted | No | 60 | 250 | 15000
16 A, 3-pin double white SSO + 16 A, 3-pin Euro Scoket (SANS 164-2)
44 | Flush Mounted | No | 32 | 320 | 10240
45 | Mounted in floorbox | No | 10 | 250 | 2500
46 | Surface mounted | No | 0 | 0 | 0
47 | Power skirting mounted | No | 0 | 0 | 0
16 A, 3-pin dedicated red SSO
48 | Flush Mounted | No | 0
49 | Mounted in floorbox | No | 0 | 150 | 0
50 | Power skirting mounted, 45 degree (including plug top) | No | 50 | 280 | 0
Supply and installation of power skirting accessories
51 | Blank cover plate suitable for RJ 11 telephone outlet | No | 40 | 120 | 4800
52 | Blank cover plate suitable for RJ 49 data outlet | No | 45 | 105 | 4725
WIRING AND TERMINALS
Supply, Deliver and installation of Cu Conductors:
2.5mm² PVC insulated conductor
53 | Supply and delivery | Meter | 1800 | 18 | 32400
54 | Installation | Meter | 1800 | 4.5 | 8100
4mm² PVC insulated conductor
55 | Supply and delivery | Meter | 800 | 25 | 20000
56 | Installation | Meter | 800 | 6.25 | 5000
4mm² Surfix (For HVAC)
57 | Supply and delivery | Meter | 500 | 40 | 20000
58 | Installation | Meter | 500 | 10 | 5000
EXTERNAL LIGHTING
Supply, deliver, install, connect, test and commissioning the following external light fittings
59 | TYPE W1 - Beka Series23 274x274mm Wall-mounted 13W LED bulkhead light fitting with high-pressure die cast aluminium base and trim ring, and opal high impact acrylic diffuser or SIMILAR APPROVED. | No | 17 | 2000 | 34000
WIRING AND TERMINALS
Supply, delivery and installation of Cu Conductors:
2,5mm² PVC insulated conductor
60 | Supply and delivery | Meter | 1000 | 11.9 | 11900
61 | Installation | Meter | 1000 | 7 | 7000
2,5mm² bare copper earth wire
62 | Supply and delivery | Meter | 400 | 8.4 | 3360
63 | Installation | Meter | 400 | 7 | 2800
Day Light switch
64 | Supply and installation | No | 2 | 830 | 1660
PROVISIONAL SUMS
SECURITY SYSTEM
65 | Allow a provisional sum of R1370 000.00 (Three Hundred and Seventy Thousand Rands) for the supply and installation of the security system (CCTV cameras and Access Control). | Sum | 1 | 370000 | 370000
66 | Allow for profit on last if required | % | 5% | 370000 | 18500
67 | Allow for attendance | % | 5% | 370000 | 18500
FIRE DETECTION
68 | Allow a provisional sum of R350 000,00 (Three hundred and fifty thousand rands) for the supply and installation of Fire detection | sum | 1 | 350000 | 350000
69 | Allow for profit on last if required | % | 5% | 350000 | 17500
70 | Allow for attendance | % | 5% | 350000 | 17500
LIGHTNING PROTECTION & EARTHING
71 | Allow a provisional sum of R250 000,00 (Two hundred and fifty thousand rands) for the installation of lightning protection and earthing (Using a lightning protection company to be approved by the engineer for the installation of lightning protection system) | sum | 1 | 250000 | 250000
72 | Allow for profit on last if required | % | 5% | 250000 | 12500
73 | Allow for attendance | % | 5% | 250000 | 12500
GENERAL
INSPECTION, TESTING AND COMMISSIONING
74 | Inspection, testing and handing over of the complete installation in the presence of Engineer and certify the results on the Certificate of compliances by an accredited (Master Installation Electrician). | Sum | 1 | 25000 | 25000
LABELLING
75 | Lable all circuits, DB's and install signage to the panels | sum | 1 | 6000 | 6000
BILL No. 1
ELECTRICAL INSTALLATIONS
| CARRIED TO FINAL SUMMARY |  |  |  | 3319286.25
SECTION No. 4
MECHANICAL INSTALLATIONS
SECTION No. 4
BILL No. 1
HVAC
Note 1: In all instances Rates tendered shall separate supply/delivery and installation of the relevant item. Commissioning and testing are covered separately.
Note 2: Quantities reflected in these Bills are for tendering purposes. Contractors must order equipment based on site requirements.
| HVAC SYSTEM | H4
Outdoor VRV condensing unit complete with all fans, compressors, mode control units, refrigeration circuitry, piping connections, anti-vibration mountings, supports, cabling, sensors, safeties and controls.
1 | AM120AXVANR/EA - 33.6 kW Cooling, 37.8 kW Heating | No. | 1 | 180000 | 180000
2 | AM120AXVANR/EA - 50.4 kW Cooling, 56.7 kW Heating | No. | 1 | 210000 | 210000
VRV mode control unit (MCU) complete with high pressure and low pressure piping connections from outdoor unit, liquid and gas connections to indoor units, all internal coils, piping, fittings, safeties, cabling and controls including drain pan and drain connection, multi-kits and connection kits
3 | MCU - S4NEK2N 2 Port MCU Kit | No. | 5 | 27300 | 136500
4 | MCU - S4NEK3N 4 Port MCU Kit | No. | 6 | 27300 | 163800
5 | MCU - S6NEK2N 6 Port MCU Kit | No. | 3 | 33800 | 101400
6 | MCU - S6NEK3N 6 Port MCU Kit | No. | 3 | 33800 | 101400
Control system for VRV condensing units, mode control unit, indoor split VRV units and allied equipment complete, including control panel, local and remote control elements for units and all sub-systems, variable speed drives, duct pressure sensors, temperature sensors and controls ,etc., including interlinking cabling between control panel and equipment (condensors, etc.) complete.
7 | Central control system per floor | No. | 3 | 35000 | 105000
8 | Wireless remote controller | No. | 4 | 1500 | 6000
9 | Wired remote controller | No. | 37 | 1500 | 55500
10 | Motion detect sensor | No. | 37 | 1850 | 68450
Electrical reticulation for HVAC system complete from HVAC control panel in plant area to all indoor evaporating units including all cabling, conduit, fittings, isolators, circuit breakers, drawboxes and all other equipment necessary to render the electrical installation to the HVAC system fully operational and compliant with the relevant SANS specifications.
11 | Electrical installation to HVAC system | No. | 3 | 35000 | 105000
4way Cassette Wind-free VRV Type Split Air-Conditioning Indoor Units
Unit consisting of evaporator, installed in suspended ceiling complete including integral drain pump, drain connection, refrigeration piping, drain piping and connection of refrigerant piping and control cabling, as well as remote control station and allied control wiring.
12 | 1.5kW Total Cooling, 1.7kW Total Heating (CAS1) | No. | 16 | 9100 | 145600
13 | 2.2kW Total Cooling, 2.5kW Total Heating (CAS2) | No. | 3 | 8450 | 25350
14 | 2.8kW Total Cooling, 3.2kW Total Heating (CAS3) | No. | 8 | 8840 | 70720
15 | 3.6kW Total Cooling, 4.0kW Total Heating (CAS4) | No. | 6 | 9100 | 54600
16 | 4,5kW Total Cooling, 5.0kW Total Heating (CAS5) | No. | 9 | 9750 | 87750
17 | 6.0kW Total Cooling, 6.8kW Total Heating (CAS7) | No. | 2 | 12000 | 24000
Y - joint for refrigeration piping between VRV outdoor units, mode control and indoor units, installed on cable tray (measured elsewhere) complete with insulation on both suction and liquid line, as specified.
18 | MXJ-YA1500M 22,4kW and below | No. | 6 | 1950 | 11700
19 | MXJ-YA1509M 15.0kW and below | No. | 2 | 1950 | 3900
20 | MXJ-YA2500M over 22,4 - 70,3kW and below | No. | 7 | 2350 | 16450
21 | MXJ-YA2512M Over 15,0kW - 40.0kW and below | No. | 9 | 1950 | 17550
22 | MXJ-YA2815M Over 45,0 - 70.3kW and below | No. | 2 | 2350 | 4700
23 | MXJ-YA3800M Over 135.Kw | No. | 2 | 2950 | 5900
24 | MXJ-YA4422M Over 135.kW | No. | 3 | 2950 | 8850
25 | MXJ-TA3800M 135,2kW and below | No. | 3 | 2950 | 8850
26 | MXJ-TA4122M 140,2kW and below | No. | 2 | 2950 | 5900
PIPING
Hard drawn refrigeration piping between VRV condensing units and mode change units, installed on cable tray (measured elsewhere) complete with insulation and cladding on high pressure, low pressure, liquid and heat recovery lines, as specified.
27 | 6.35mm diameter refrigerant copper pipe | m | 260 | 90 | 23400
28 | 9.52mm diameter refrigerant copper pipe | m | 96 | 100 | 9600
29 | 12.7mm diameter refrigerant copper pipe | m | 330 | 120 | 39600
30 | 15.88mm diameter refrigerant copper pipe | m | 159 | 150 | 23850
31 | 19.05mm diameter refrigerant copper pipe | m | 44 | 170 | 7480
32 | 22.22mm diameter refrigerant copper pipe | m | 26 | 190 | 4940
33 | 28.58mm diameter refrigerant copper pipe | m | 33 | 210 | 6930
34 | 34.92mm diameter refrigerant copper pipe | m | 24 | 250 | 6000
35 | 41.28mm diameter refrigerant copper pipe | m | 14 | 310 | 4340
Elbow joint for refrigeration piping between VRV outdoor units, mode control and indoor units, installed on cable tray (measured elsewhere) complete with insulation on both suction and liquid line, as specified.
36 | 12,7mm diameter | No. | 10 | 450 | 4500
37 | 15.88mm diameter | No. | 10 | 550 | 5500
38 | 19,05mm diameter | No. | 26 | 650 | 16900
39 | 22,22mm diameter | No. | 21 | 750 | 15750
40 | 28,58mm diameter | No. | 22 | 780 | 17160
41 | 34,92mm diameter | No. | 16 | 810 | 12960
42 | 41,28mm diameter | No. | 13 | 890 | 11570
Indoor units panel as per specification.
43 | PC4NUFMAN - Wind-Free Panel 4Way | No. | 37 | 2500 | 92500
Galvanised sheet metal cable rack support for refrigerant piping, fixed to roof structure and external walls.
44 | 305mm wide tray | m | 90 | 450 | 40500
45 | 155mm wide tray | m | 80 | 320 | 25600
46 | 76mm wide tray | m | 250 | 210 | 52500
Extra over cable rack for vertical or horizontal fitting (Bend, T-piece)
47 | 305mm wide fitting | No. | 45 | 510 | 22950
48 | 155mm wide fitting | No. | 41 | 420 | 17220
49 | 76mm wide fitting | No. | 126 | 380 | 47880
Galvanised sheet metal trunking with removeable lid for refrigerant piping, fixed to roof structure and external walls.
| 350mm wide trunking | m | 30 | 320 | 9600
Extra over cable tray for vertical or horizontal fitting (Bend, T-piece)
50 | 350mm wide fitting | No. | 16 | 450 | 7200
Interconnecting cabling
51 | Interconnecting multi-core cabling between split unit indoor and outdoor units, run on cable trays supporting refrigerant piping. | m | 260 | 210 | 54600
PVC condensate piping surface run on external walls
52 | 32mm diameter pipe | m | 150 | 90 | 13500
53 | 25mm diameter pipe | m | 100 | 75 | 7500
Extra over for PVC pipe fittings (bends, tees, connections).
54 | 32mm diameter fittings | No. | 73 | 182 | 13286
55 | 25mm diameter fittings | No. | 49 | 150 | 7350
56 | All Refrigerant R410a required for VRV System 1 | kg | 60 | 450 | 27000
FANS
Descriptions of fan/attenuator assemblies shall be deemed to include supports and anti-vibration mountings from the structure, connections to, and including two attenuators per fan, flexible connections to ductwork, and all electrical connections.
Wall mounted axial flow fan with weather lourve and weather 2-off sound attenuators complete
57 | 250mm dia, 0.125m3/s at 150Pa - SAF1 | No. | 6 | 22000 | 132000
58 | 315mm dia, 0.223m3/s at 150Pa - SAF2 | No. | 4 | 25000 | 100000
59 | 200mm dia, 0.192m3/s at 150Pa - EAF1 | No. | 3 | 15000 | 45000
GRILLES, DIFFUSERS, LOUVRES, DAMPERS AND SLEEVES NOT FORMING PART OF FAN ASSEMBLIES MEASURED ELSEWHERE
Exhaust air grille, suited installation in circular uninsulated ducting including rectangular spigot
60 | 150mm diameter (EAG) | No. | 18 | 2500 | 45000
61 | 150mm diameter (SDV1) | No. | 26 | 2500 | 65000
Hand over to builder for installation in wall or beam or door opening
62 | 300mm wide x 200mm high weather louvre with wire mesh screen. (WL1) | No. | 10 | 4000 | 40000
63 | 400mm wide x 300mm high weather louvre with wire mesh screen. (WL2) | No. | 5 | 4500 | 22500
DUCTING
Rectangular ducting, uninsulated with flanged connections, supported as per Standard Specification.
64 | 300 x 300mm | m | 12 | 560 | 6720
65 | 150 x 150mm | m | 40 | 270 | 10800
66 | 100 x 150mm | m | 30 | 270 | 8100
67 | 100 x 100mm | m | 40 | 270 | 10800
Transformation piece in uninsulated rectangular duct
68 | 300 x 200mm to 200 x 200mm | No. | 1 | 600 | 600
69 | 250 x 150mm to 150 x 150mm | No. | 1 | 450 | 450
70 | 150 x 150mm to 100 x 150mm | No. | 1 | 450 | 450
71 | 200mm diameter to 300 x 200mm | No. | 3 | 390 | 1170
72 | 250mm diameter to 300 x 200mm | No. | 1 | 390 | 390
73 | 315mm diameter to 400 x 300mm | No. | 1 | 390 | 390
Stop end in uninsulated rectangular duct
74 | 100mm diameter | No. | 6 | 280 | 1680
75 | 100 x 100mm | No. | 8 | 260 | 2080
76 | 100 x 150mm | No. | 1 | 280 | 280
77 | 300 x 300mm | No. | 1 | 260 | 260
Take-off shoe, uninsulated, 200mm long connected to uninsulated rectangular ducting, including cut-in to parent duct, suited to take-off duct size
78 | 100 x 100mm | No. | 5 | 550 | 2750
79 | 100 x 150mm | No. | 5 | 600 | 3000
Round spigot, uninsulated, 200mm long connected to uninsulated rectangular ducting, including cut-in to parent duct
80 | 100mm diameter | No. | 6 | 500 | 3000
Uninsulated, fire rated flexible ducting
81 | 100mm diameter | m | 30 | 180 | 5400
82 | 150mm diameter | m | 20 | 150 | 3000
WORKSHOP DRAWINGS
83 | The contractor shall make provision for a detailed set of workshop and as-built layout drawings of the entire installation, as the project progresses. Refer to standard detailed specification regarding project drawings. | Item | 1 | 30000 | 30000
COMMISSING AND TESTING
84 | Commission and test the air conditioning and ventilation installation in accordance with Standard Specifications. | Item | 1 | 45000 | 45000
GUARANTEE
85 | Free maintenance and guarantee on the installation as a whole in accordance with the Detailed Specifications. | Item | 1 | 90000 | 90000
BILL No. 1
HVAC
| CARRIED TO SECTION No.4 SUMMARY |  |  |  | 3050356
SECTION No. 4
BILL No. 2
FIRE PROTECTION
Supply, delivery, installation, commissioning and testing of the fire protection equipment and signage complete with fixtures, fittings, connections and accessories.
PIPING
uPVC Class 16 pressure pipes with butt welded joints
1 | 75mm Pipes laid in and including excavation not exceeding 1m deep | m | 28 | 350 | 9800
2 | 110mm Pipes laid in and including excavation not exceeding 1m deep | m | 30 | 400 | 12000
Extra over uPVC Class 16 pressure pipes with couple on joints
3 | 75mm Fitting | No | 16 | 450 | 7200
4 | 110mm Pipes | No | 17 | 600 | 10200
Galvanised Mild Steel pressure pipes
5 | 25mm Pipes | m | 20 | 100 | 2000
6 | 50mm Pipes | m | 20 | 180 | 3600
7 | 75mm Pipes | m | 20 | 240 | 4800
Extra over Galvanised Mild Steel pressure pipes
8 | 25mm Fitting | No | 11 | 220 | 2420
9 | 50mm Fitting | No | 11 | 250 | 2750
10 | 75mm Fitting | No | 11 | 320 | 3520
FIRE EQUIPMENT
11 | ABC and Dry Chemical Powder, 4,5kg, mounted inside cabinet. | No | 5 | 1800 | 9000
12 | ABC and CO2, 4,5kg, mounted inside cabinet. | No | 2 | 1800 | 3600
13 | Fire hose reel inside steel cabinate, 30m hose at discharge rate of 0,5l/s @400kPa | No | 2 | 2600 | 5200
14 | Fire Signage with electrical power, size 190 x 190mm | No | 4 | 460 | 1840
15 | Fire Equipment Signage laminated to glow in the dark, size 190 x 190mm | No | 18 | 360 | 6480
PAINTING
16 | Painting of the air-conditioning installation as per the Standard Specifications (Fire Protection). | m2 | 50 | 600 | 30000
PRESSURE TESTING
17 | The Contractor shall make provision to pressure test the installation during construction - See Standard specification. | Item | 1 | 4000 | 4000
PLUMBING CERTIFICATE (CoC)
18 | The Contractor shall make provision to issue certiicate of compliance (COC) for the entire installation after commissioning - See Standard specification. | Item | 1 | 5000 | 5000
BILL No. 2
FIRE PROTECTION
| CARRIED TO SECTION No.4 SUMMARY |  |  |  | 123410
SECTION No. 4
BILL No. 3
WET SERVICES
HOT WATER GENERATION
Supply, delivery, installation, commissioning and testing of the hot water generation system with storage complete with fixtures, fittings, connections and accessories.
1 | 50l under counter geyser with electrical element, provided with thermal insulation. | No | 6 | 35000 | 210000
2 | 10L Vertical mounted hydroboil unit above sink including all accessories complete | No | 4 | 25000 | 100000
DOMESTIC WATER
Class "2" hard drawn capillary type copper tubing, including straighty couplers in running lengths fixed to/in walls, in ceilings, against soffits for Cold and Hot Water, insulated.
3 | 15mm Pipes | m | 16 | 145 | 2320
4 | 22mm Pipes | m | 18 | 165 | 2970
5 | 28mm Pipes | m | 16 | 185 | 2960
6 | 35mm Pipes | m | 15 | 215 | 3225
7 | 15mm Pipe in and including chase in brickwork | m | 18 | 165 | 2970
8 | 22mm Pipe in and including chase in brickwork | m | 16 | 185 | 2960
9 | 28mm Pipe in and including chase in brickwork | m | 18 | 215 | 3870
10 | 35mm Pipe in and including chase in brickwork | m | 10 | 230 | 2300
Extra over Class "2"hard drawn type copper tubing for fittings, insulated.
Common fittings (elbows, tees, reducers, crossovers, etc)
11 | 15mm Fittings | No | 18 | 100 | 1800
12 | 22mm Fittings | No | 19 | 150 | 2850
13 | 28mm Fittings | No | 21 | 180 | 3780
14 | 35mm Fittings | No | 10 | 200 | 2000
Class 16 uPVC pressure pipes with joints and concrete on bends and fittings
15 | 50mm Pipes laid in ground in and including excavation not exceeding 1m deep | m | 30 | 250 | 7500
Extra over Class 16 uPVC pressure pipes with joints
16 | 50mm Fittings | No | 15 | 484 | 7260
INTERNAL DRAINAGE
uPVC soil and vent pipes
17 | 50mm Pipes | m | 78 | 185 | 14430
18 | 50mm Pipes chased into brickwork | m | 30 | 210 | 6300
19 | 50mm Pipes laid in ground in and including excavation not exceeding 1m deep | m | 29 | 250 | 7250
20 | 110mm Pipes | m | 80 | 185 | 14800
21 | 110mm Pipes laid in ground in and including excavation not exceeding 1m deep | m | 50 | 250 | 12500
uPVC Fittings
22 | 50mm Bend | No | 75 | 85 | 6375
23 | 50mm Access bend | No | 75 | 85 | 6375
24 | 50mm Junction | No | 75 | 85 | 6375
25 | 110mm Fittings | No | 75 | 85 | 6375
Concrete gully fitted with accessories
26 | 110mm gully with grid | No | 12 | 1200 | 14400
Concrete rodding eye fitted with cover
27 | 110mm rodding eye with cover | No | 14 | 1600 | 22400
PAINTING
28 | Painting of the air-conditioning installation as per the Standard Specifications (Wet Services). | m2 | 36 | 600 | 21600
PRESSURE TESTING
29 | The Contractor shall make provision to pressure test the installation during construction - See Standard specification. | Item | 1 | 4000 | 4000
PLUMBING CERTIFICATE (CoC)
30 | The Contractor shall make provision to issue certiicate of compliance (COC) for the entire installation after commissioning - See Standard specification. | Item | 1 | 5000 | 5000
BILL No. 3
WET SERVICES
| CARRIED TO SECTION No.4 SUMMARY |  |  |  | 506945
SECTION No.4 - MECHANICAL INSTALLATIONS
1 | HVAC |  | Page |  | 3050356
2 | FIRE PROTECTION |  | Page |  | 123410
3 | WET SERVICES |  | Page |  | 506945
| Carried to Final Summary |  |  |  | 3680711
| SECTION No.5 | H1
EXTERNAL WORKS
SECTION No. 5
| BILL No.1 | H1
WATER SUPPLY, SOIL- AND STORMWATER DRAINAGE
For preambles see "Model Preambles for Trades (2008 Edition)" and Supplementary
preambles as specified in the Trades.
| SUPPLEMENTARY PREAMBLES | H2
| Nature of ground | H4
The nature of the ground is assumed to be sandy weathered granite, therefore "earth",
but possibly interspersed with "hard rock"
| Excavation for working space in rock | H4
Notwithstanding clause 11 page 8 of the Standard System
of Measuring Building Work, excavation for working space
in rock will be measured in cubic metres to the extent
executed and given as "extra over" bulk excavation or
trench and hole excavation as the case may be
| Carting away of excavated material | H4
Descriptions of carting away of excavated material shall be
deemed to include loading excavated material onto trucks
directly from the excavations or, alternatively, from stock
piles situated on the building site
| Filling | H4
Notwithstanding the reference to prescribed multiple
handling in clause 1 page 6 of the Standard System of
Measuring Building Work, prices for filling and backfilling
shall include for all selection and any multiple handling of
material
| Soil poisoning | H4
Ant and weed poisoning will be applied in accordance to
SABS specifications by Registered and Approved
Specialists who will issue a five (5) year guarantee. The
contractor will only be paid for this items once they have
produced the said cerfificate to the Project Manager.
| "Polycop" polypropylene pipes | H3
Polypropylene pipes 54mm diameter and under shall be
seamless copper coloured class 16 pipes jointed with
"Fast-fuse" heat welded thermoplastic or brass compression
fittings as designed for use with copper pipes as stated
Pipes shall be firmly fixed to walls etc with coloured nylon
snap-in pipe clips with provision for accommodating thermal
movement and jointed and fixed strictly in accordance with the
manufacturer's instructions
All pipe diameters are nominal external
| "Polylink" polypropylene pipes: | H3
Polypropylene pipes 63mm diameter and over shall be class 12
pipes jointed with cast iron "Supraclamp" running joints
Fusion welded bends, once or twice mitred as necessary, and
tees shall be factory manufactured
Fusion welded bends and tees shall include jointing to pipes
with PVC rubber ring double Z joint couplers
Branch tees shall include flanged and bolted joints to "Polycop"
branch pipes in addition and for brass compression male iron to
copper straight couplers
Reducers shall include jointing to pipes with PVC rubber ring
double Z joint couplers and reducers shall be of sufficient
overall length to accommodate same
All pipes shall be jointed and fixed strictly in accordance with
the manufacturer's instructions
All pipe diameters are nominal external
| uPVC pipes and fittings: | H3
Sewer and drainage pipes and fittings shall be jointed and
sealed with butyl rubber rings
Soil, waste and vent pipes and fittings shall be solvent weld
jointed
| uPVC pressure pipes and fittings: | H3
Pipes for water supply shall be of the class stated
Pipes of 40mm diameter and smaller shall be plain ended with
solvent welded uPVC loose sockets and fittings
Pipes of 50mm diameter and greater shall have sockets and
spigots with push in type integral rubber ring joints. Bends shall
be uPVC and all other fittings shall be cast iron, all with similar
push-in type joints
| Copper pipes: | H3
Pipes shall be hard drawn and half-hard pipes of the class
stated. Class 0 (thin walled hard drawn) pipes shall not be bent.
Class 1 (thin walled half-hard), class 2 (half-hard) and class 3
(heavy walled half-hard) pipes shall only be bent with benders
with inner and outer formers. Fittings to copper waste, vent and
anti-syphon pipes, capillary solder fittings and compression
fittings shall be "Cobra Watertech" type. Capillary solder fittings
shall comply with ISO 2016. Only compression fittings shall be
used in walls or in ground
| Reducing fittings | H3
Where fittings have reducing ends or branches they are
described as "reducing". In the case of pipes with diameters
not exceeding 60mm only the largest end or branch size is
given. Should the contractor wish to use other fittings and
bushes or reducers he may do so on the understanding that no
claim in this regard will be entertained. In the case of pipes
with diameters exceeding 60mm all sizes are given and no
claim for extra bushes, reducers, etc will be entertained
| Wire gratings | H3
Descriptions of gutter outlets etc shall be deemed to include
wire balloon gratings
| Exposed concrete surfaces | H3
Exposed surfaces of concrete stormwater channels, cover
slabs, inspection eye marker slabs, gulley tops, cleaning eye
tops, catchpits, inspection chambers, etc shall be finished
smooth with plaster
| Excavations | H3
No claim for rock excavation will be entertained unless the
contractor has timeously notified the quantity surveyor thereof
prior to backfilling
"Soft rock" and "hard rock" shall be as defined in "Earthworks"
| Laying, backfilling, bedding, etc. of pipes | H3
Pipes shall be laid and bedded and trenches shall be carefully
backfilled in accordance with manufacturers' instructions
Where no manufacturers' instructions exist pipes shall be laid in
accordance with clauses 5.1 and 5.2 of each of the following:
SABS 1200 L : Medium-pressure pipelines
LD : Sewers
LE : Stormwater drainage
Pipe trenches etc shall be backfilled in accordance with clauses
3, 5.5, 5.6, 5.7 and 7 of SABS 1200
DB : Earthworks (Pipe trenches)
Pipes shall be bedded in accordance with clauses 3.1 to 3.4.1,
5.1 to 5.3 and 7 of SABS 1200
LB : Bedding (Pipes).
Unless otherwise described bedding of rigid pipes shall be
class B bedding
| Flush pans | H3
Flush pans shall have straight or side outlets and "P" or "S"
traps as necessary
| Stainless steel basins, sinks, wash troughs, urinals, etc. | H3
Units shall have standard aprons on all exposed edges and
tiling keys against walls where applicable
| Waste unions | H3
Descriptions of waste unions shall be deemed to include rubber
or vulcanite plugs and chains fixed to fittings
| Steel sectional water tanks | H3
Tanks shall comply with SABS CKS 114
| "Densyl" petrolatum anti-corrosion tape | H3
Pipes to be taped shall be coated with the appropriate primer
and the tape shall be applied with minimum 15mm lap per
spiral unless otherwise described
Couplings and fittings to pipes shall be taped in strict
accordance with the manufacturer's instructions including all
mastic, tape, "Layflat" sheeting, securing of same, etc
Prices for wrapping of pipes shall include for all work as
described to couplings in the length
SOIL DRAINAGE
| EXCAVATION, FILLING, ETC | H2
| Excavation in earth not exceeding 2m deep | H4
2.0667
1 | Trenches | m3 | 372 | 125 | 46500
| Extra over trench and hole excavations in earth for excavation in | H4
2 | Soft rock | m3 | 111.6 | 250 | 27900
3 | Hard rock | m3 | 55.8 | 420 | 23436
| Extra over all excavations for carting away | H4
4 | Surplus material from excavations on site to a dumping site to located by the contractor | m3 | 539.4 | 150 | 80910
| Risk of collapse of excavations | H4
5 | Sides of trench and hole excavations not exceeding 1,5m deep | m2 | 372 | 55 | 20460
| Keeping excavations free of water | H4
6 | Keeping excavations free of all water other than subterranean water | Item | 1 | 10000 | 10000
| Earth filling obtained from the excavations and /or prescribed stock piles on site | H4
including compacted to 93% Mod AASHTO density
7 | Selected granular material for bedding and blanket. | m3 | 352 | 77 | 27104
| Soil poisoning | H4
8 | To bottoms and sides of trenches etc | m2 | 1925 | 25 | 48125
| SEWER PIPES | H2
| Supply, lay, joint, bed on flexible pipe bedding and test all sewer pipes | H4
9 | 110mm PVC-U pipe | m | 50 | 290 | 14500
10 | 110mm interlocking Joint Pipes | No | 25 | 450 | 11250
11 | 160mm PVC-U pipe | m | 130 | 290 | 37700
12 | 160mm interlocking Joint Pipes | No | 10 | 450 | 4500
| Connections all inclusive of excavation in all materials, backfill, bedding, disposal of surplus material and connection of Y-junction: | H4
13 | 110mm x 110 mm dia. x 45° Y-junction | No | 3 | 666 | 1998
14 | 160mm x 160 mm dia. x 45° Y-junction | No | 2 | 666 | 1332
15 | Connection markers | No | 175 | 250 | 43750
16 | 110 x 110mm Reducing junction | No | 5 | 199.53 | 997.65
17 | 160 x 160mm Reducing junction | No | 3 | 199.53 | 598.59
18 | 'Connections to building outlets | No | 34 | 266.95 | 9076.3
19 | 110mm Class 16 cast iron tee | No | 5 | 726.12 | 3630.6
20 | 160mm Class 16 cast iron tee | No | 4 | 726.12 | 2904.48
21 | 110 x 110mm Cast iron Reducing tee | No | 4 | 603.83 | 2415.32
22 | 160 x 160mm Cast iron Reducing tee | No | 4 | 603.83 | 2415.32
| MANHOLES | H3
| Precast concrete circular inspection chambers including cast iron cover | H4
(cover elsewhere measured) and channels in benching
23 | 1000 x 1000mm inspection chamber 800mm deep | No | 5 | 12000 | 60000
| Cast iron covers, etc: | H4
24 | Type 2A 825mm diameter cast iron manhole cover and frame | No | 5 | 4566 | 22830
CONNECTIONS
H4
25 | Allow for the connection of new sewerline to existing sewerline including all fittings and
| making good to the surface, etc. An amount to include testing and commissioning. | Item | 1 | 20000 | 20000
| WATER SUPPLY | H2
| EXCAVATION, FILLING, ETC | H2
| Excavation in earth not exceeding 2m deep | H4
0.77645
| Trenches | m3 | 389 | 125 | 48625
| Extra over trench and hole excavations in earth for excavation in | H4
| Soft rock | m3 | 38.9 | 250 | 9725
| Hard rock | m3 | 19.45 | 420 | 8169
| Extra over all excavations for carting away | H4
| Surplus material from excavations on site to a dumping site to be located | m3 | 389 | 150 | 58350
by the contractor
| Risk of collapse of excavations | H4
| Sides of trench and hole excavations not exceeding 1,5m deep | m2 | 1113 | 55 | 61215
| Keeping excavations free of water | H4
| Keeping excavations free of all water other than subterranean | Item | 1 | 10000 | 10000
water
| Earth filling obtained from the excavations and /or prescribed | H4
stock piles on site including compacted to 93% Mod AASHTO
density
| Selected granular material | m3 | 428 | 77 | 32956
| Soil poisoning | H4
| To bottoms and sides of trenches etc | m2 | 1467 | 25 | 36675
| MANHOLES | H3
| Precast concrete circular inspection chambers | H4
including cast iron cover (cover elsewhere
measured) and channels in benching
| 1000 x 1000mm inspection chamber 800mm deep | No | 5 | 12000 | 60000
| Manhole cover and frame as per Engineer's drawing | No | 5 | 1581.93 | 7909.65
| WATER SUPPLIES - PIPING | H3
| Class 12.5 HDPE pressure pipes with solvent welded joints, | H4
including excavation, bedding, backfilling and compaction
| 110mm HDPE Pipes laid in and including trenches exceeding 1m and not exceeding | m | 501 | 309.13 | 154874.13
2m deep
| Extra over excavations above excavations | H4
| 19mm Stone bedding around pipes | m3 | 53 | 498.54 | 26422.62
| Imported G5 filling | m3 | 107 | 367.13 | 39282.91
| 200mm to 300mm Selected rockfill layer below piping not in road areas | m3 | 53 | 535.85 | 28400.05
| Extra over Class 12.5 HDPE pressure pipes for fittings with solvent welded joints | H4
| 110mm Elbow | No | 2 | 371.93 | 743.86
| 110mm Plasson (32 line) saddle connector | No | 120 | 173.43 | 20811.6
| Electrofusion HDPE Equal Tee 110mm | No | 5 | 638.24 | 3191.2
| 110mm x 110mm Cast iron Reducing tee | No | 4 | 536.74 | 2146.96
| ISO Approved HDPE Socket Fusion Fittings , Hdpe Female Adaptor PE100 PN16 SDR11 | No | 46 | 400 | 18400
| VALVES | H3
| "AVK" cast iron flanged resilient seal gate valves, anti clockwise closing, complete | H4
including fixing in position to class 9 uPVC water supply pipes, necessary fittings and
bedding as per Water Standard Details drawing no. ECS035-WS-02 revision A attached
| 110mm Valves | No | 2 | 2992.48 | 5984.96
| CONNECTIONS: | H4
| Allow an amount for the connection inclusive of testing and commissioning of new bulkwater pipes to existing pipes network including all fittings and making good to the surface, etc. | Item | 1 | 20000 | 20000
BILL No. 1
WATER SUPPLY, SOIL- AND STORMWATER DRAINAGE
| CARRIED TO SECTION No.5 SUMMARY |  |  |  | 1178216.2
SECTION No. 5
BILL No.2
ROADWORKS AND PAVING
| Site clearance | H3
1 | Digging up and removing rubbish, debris, vegetation, hedges, shrubs and trees | m2 | 4580 | 15 | 68700
not exceeding 200mm girth, bush, etc.
| BULK EXCAVATION EXCAVATION, FILLING, ETC. | H2
| Excavate in all materials and use for embankment or backfill or dispose as required | H4
1.0917
2 | Excavate to reduced level | m3 | 5000 | 175 | 875000
| Extra over bulk excavations in earth for excavation | H4
3 | Soft rock | m3 | 500 | 235 | 117500
4 | Hard rock | m3 | 250 | 550 | 137500
| Extra over all excavations for carting away | H4
5 | Surplus material from excavations on site to a dumping site to be located by the | m3 | 5750 | 130 | 747500
contractor. The salvage yard should not be more 20km from site.
| Keeping excavations free of water | H4
6 | Keeping excavations free of all water other than subterranean water | Item | 1.1 | 10000 | 11000
| Compaction of surfaces | H4
7 | Compaction of ground surface under pavings, etc. including scarifying for a depth of 150mm, breaking down oversize material, adding suitable material where necessary and compact to 93% modified AASHTO density | m2 | 27480 | 25 | 687000
| Soil poisoning | H4
8 | To bottoms of bulk excavations | m2 | 4580 | 12 | 54960
| SUB BASE | H2
Earth filling obtained from the excavations and/or prescribed stock piles on site including haulage approximately 150m from perimeter of excavations or stock piles
9 | Rip and scarify 150mm in situ layer, wet and apply heavy rollers or rammers to achieve 93% MOD AASHTO at OMC (Optimum Moisture Content). Perform testing (DCP) to such prepared ground and further wet and compact until minimum CBR | m2 | 4580 | 35 | 160300
Approved filling material supplied by the contractor
10 | Coarse river sand filling supplied by the contractor | m3 | 61.6 | 250 | 15400
11 | Upper selected layer (G4) compacted to 95% MOD AASHTO, 150mm thick | m3 | 970 | 428 | 415160
12 | Upper selected layer (G5) compacted to 95% MOD AASHTO, 150mm thick | m3 | 4122 | 428 | 1764216
13 | Upper selected layer (G7) compacted to 95% MOD AASHTO, 150mm thick | m3 | 2061 | 335 | 690435
14 | 150mm C4 stabilized layer compacted to 98% MOD ASSHTO density | m3 | 687 | 650 | 446550
PRECAST CONCRETE
| KERBING AND CHANNELING | H2
Precast concrete, finished smooth on exposed surfaces including bedding, jointing and pointing
15 | Barrier kerb (Figure 7) with 150 x 150 x 300mm unreinforced concrete haunching at back of each joint including excavation, backfilling, etc | m | 540 | 450 | 243000
16 | Barrier kerb (Figure 10) with 150 x 150 x 300mm unreinforced concrete haunching at back of each joint including excavation, backfilling, etc | m | 410 | 525 | 215250
PAVING
Paving of approved colour and quality laid in accordance with SABS 1200 MJ-1984 Segmented paving of the Concrete Masonary Association
17 | 80 mm paving blocks, Shape S-A Class 30/2.0 (in accordance with SANS 1058 latest edition) on 20 mm bedding sand (COLTO 7302(a) ) laid to falls on and including sand layer with joints filled iin with sand including all straight cutting. | m2 | 1017.5 | 366 | 372405
18 | Circular cutting and waste | m | 101.75 | 35 | 3561.25
DAMP PROOFING UNDER PAVING, ETC.
Colour coded polyethylene sheeting complying with SABS 952, Type C in widest practicable widths with all joints lapped and sealed in accordance with the manufacturer's instructions
19 | 250 Micron green medium density damp-proof membrane laid loose on top of sand bed (elsewhere) under paving with pressure sensitive tape jointing | m2 | 1017.5 | 15.75 | 16025.625
| Prescribed density tests on filling | H4
20 | Modified AASHTO Density test | No | 5 | 720 | 3600
21 | Natural California Bearing Ratio test | No | 5 | 800 | 4000
22 | Field Density test, including "Optimum Moisture Content" test (four readings per test) | No | 5 | 1000 | 5000
| Asphalt surfacing of continuously medium grade 30mm after compaction to a minimum of 95% MOD AASHTO, binding edge fixing. Gradient maintenance that allows free flow of storm water into storm water drainage and/or the natural water way. The installation should include 15mm of slurry and spray. | H4
23 | Tar surfacing | m2 | 4580 | 335 | 1534300
| ROAD SIGNS, CRASH BARRIERS | H2
24 | 2m high road signage | No | 6 | 1200 | 7200
25 | Crash barriers shall be deemed to include posts, concrete bases, excavation, backfilling, paintwork. | m | 200 | 950 | 190000
| Extra over curves and slopping | H4
26 | Curves | m | 35 | 1255 | 43925
27 | Slopping | m | 85 | 1255 | 106675
| Paintwork | H2
| Thermoplastic road marking paint in accordance with SANS regulations as specified by Civil Engineer | H4
28 | Line 100mm wide | m | 950 | 135 | 128250
29 | A visible ground marking showing paraplegic sign | No | 6 | 250 | 1500
30 | 1500mm x 300mm pedestrian lines | m2 | 25 | 135 | 3375
RETAINING WALLS
| Rataining wall inclusive of excavation, risk of collapse, waterproofing, concrete, soil posining and reinforcement. | H4
31 | Excavate, supply and place 30MPa concrete for foundations to correct steps and levels | m3 | 65 | 125 | 8125
32 | Level and compact imported earth material upto 2.5m behind retaining wall | m2 | 288 | 65 | 18720
33 | Supply, cut and place one layer Geo Fabric on every course | m2 | 106 | 185 | 19610
34 | Supply and install Loffelstein Retaining Blocks to maximum of 2m high including Geo-Fabric reinforcing | m2 | 106 | 600 | 63600
TRENCH EXCAVATIONS UP TO 2m WIDE
35 | Excavate in earth to a depth not exceeding 2m for stormwater pipes | m3 | 678 | 85 | 57630
36 | Excavate in earth to a depth exceeding 2m and not exceeding 3m for stormwater pipes | m3 | 339 | 70 | rate only
37 | Excavate in earth to a depth exceeding 3m for stormwater pipes | m3 | rate only | 90 | rate only
EXTRA OVER FOR EXCAVATION IN EARTH
| (a) Intermediate material | m3 | 508.5 | 180 | 91530
| (b) Hard Rock | m3 | 305.1 | 200 | 61020
Class 100D interlocking concrete pipes including Class B bedding thereof:
| Supply and Lay 300mm Dia concrete pipes | m | 60 | 580 | Rate only
| Supply and Lay 450mm Dia concrete pipes | m | 210 | 620 | 130200
| Supply and Lay 600mm Dia concrete pipes | m | 10 | 650 | Rate only
| Supply and Lay 750mm Dia concrete pipes | m | Rate only | 950 | Rate only
| Supply and Lay 900mm Dia concrete pipes | m | Rate only | 1700 | Rate only
Class 75D interlocking concrete pipes including Class D bedding thereof:
| Supply and Lay 375mm Dia concrete pipes (Rate Only) | m | Rate only |  | Rate only
| Supply and Lay 450mm Dia concrete pipes (Rate Only) | m | Rate only |  | Rate only
Kerb inlets,manholes, Grid inlets, Field inlets and drop inlets all as engineer's detailed drawings including excavation,backfilling,risk of collapse,concrete,reinforcement,precast concrete cover slabs,brickwork,plaster,benching,gratings,grassblocks,etc
| Kerb inlet size-mesh reinforced concrete benching in bottom of 1000mm x 2000mm chamber,dished down to channels and finished smooth with cement plaster | No | 4 | 5200 | 20800
| Kerb inlet size cover slab for a 1000mm x 2000mm chamber | No | 2 | 7500 | 15000
| Field inlet size-mesh reinforced concrete benching in bottom of 1000mm x 1000mm chamber,dished down to channels and finished smooth with cement plaster with an FRP grating (H38/ similar approved) | No | 8 | 6000 | 48000
Construction of stormwater discharge structure all as the engineer's detailed drawings including excavation,backfilling,risk of collapse, energy dissipators, concrete apron, head walls, wing walls,reinforcement,precast concrete cover slabs,brickwork,plaster,benching,grassblocks,etc
| Construction of stormwater discharge point | No | 2 | 10000 | 20000
| Concrete V-Drain (1,2m wide) | m | 40 |  | 0
BILL No. 2
ROADWORKS AND PAVING
| CARRIED TO SECTION No.5 SUMMARY |  |  |  | 9623522.875
SECTION No.5 - EXTERNAL WORKS
| WATER SUPPLY, SOIL- AND STORMWATER DRAINAGE | Page |  |  | 1178216.2
| ROADWORKS AND PAVING | Page |  |  | 9623522.875
| Carried to Final Summary |  |  |  | 10801739.075
SECTION No. 6
PROVISIONAL SUMS, ETC.
PASSENGER LIFT INSTALLATION
| Provide the sum of One Million and Three Hundred housand Rand (R 1 300 000. 00) for a passenger lift installation, executed complete | Item | 1 | 980000 | 980000
| Allow for profit on last if required | % | 5% | 980000 | 49000
| Allow for attendance | % | 2.5% | 980000 | 24500
CABINETS, SHELVING AND VANITY TOPS
| Provide the sum of THOUSAND RAND (R000.00) for kitchen cabinets, shelving and tops for basins, executed complete | Item | 1 |  | 0
| Allow for profit on last if required | Item | 1 |  | 0
| Allow for attendance | Item | 1 |  | 0
BALUSTRADING AND HANDRAILS
| Provide the sum of THOUSAND RAND (R00.00) for steel balustrading and handrails, executed complete | Item | 0 | 180000 | 0
| Allow for profit on last if required | Item | 5% | 180000 | 0
| Allow for attendance | Item | 2.5% | 180000 | 4500
HORIZONTAL AND VERTICAL SCREENS
0
| Provide the sum of Two Hundred Thousand Rand (R200 000. 00) for horizontal and vertical screens (area 110m2), executed complete | Item | 1 | 200000 | 200000
| Allow for profit on last if required | % | 5% | 200000 | 10000
| Allow for attendance | % | 2.5% | 200000 | 5000
PILING
| Provide the sum of THOUSAND RAND (R00,000.00) for piling installation, executed complete | Item | 1 |  | 0
| Allow for profit on last if required | Item | 1 |  | 0
| Allow for attendance | Item | 1 |  | 0
STEEL STAIRCASE
| Provide the sum of THOUSAND RAND (R00,000.00) for fire steel staircase, executed complete | Item | 1 | 200000 | 200000
| Allow for profit on last if required | Ite | 5% | 200000 | 10000
| Allow for attendance | Item | 2.5% | 200000 | 5000
PERGOLA
| Provide the sum of THOUSAND RAND (R00,000.00) for pergola, executed complete | Item | 1 | 600000 | 600000
| Allow for profit on last if required | Item | 5% | 800000 | 40000
| Allow for attendance | Item | 2.5% | 800000 | 20000
LANDSCAPE
| Provide the sum of THOUSAND RAND (R00,000.00) for landscape, executed complete | Item | 1 | 500000 | 500000
| Allow for profit on last if required | Item | 5% | 1000000 | 50000
| Allow for attendance | Item | 10% | 1000000 | 100000
SMOKE DETECTION
| Provide the sum of THOUSAND RAND (R00,000.00) for landscape, executed complete | Item | 1 | 92000 | 92000
| Allow for profit on last if required | Item | 5% | 92000 | 4600
| Allow for attendance | Item | 2.5% | 92000 | 2300
LOOSE FURNITURE
| Provide the sum of THOUSAND RAND (R00,000.00) for landscape, executed complete | Item | 0 | 120000 | 0
| Allow for profit on last if required | Item | 1 |  | 0
| Allow for attendance | Item | 1 |  | 0
KITCHEN CUPBOARDS, CABINETS, SHELVING AND VANITY TOPS
| Provide the sum of THOUSAND RAND (R00,000.00) for landscape, executed complete | Item | 0 | 250000 | 0
| Allow for profit on last if required | Item | 5% | 250000 | 0
| Allow for attendance | Item | 2.5% | 250000 | 6250
SIGNAGE
| Provide the sum of THOUSAND RAND (R00,000.00) for landscape, executed complete | Item | 1 | 40500 | 40500
0
| Allow for profit on last if required | Item | 5% | 40500 | 2025
0
| Allow for attendance | Item | 2.5% | 40500 | 1012.5
SECTION No. 6
PROVISIONAL SUMS, ETC.
| CARRIED TO FINAL SUMMARY |  |  |  | 2946687.5
FINAL SUMMARY
1 | SECTION 1 - PRELIMINARIES | Page |  |  | 0
2 | SECTION 2 - BUILDING WORK | Page |  |  | 14102654.09
3 | SECTION 3 - ELECTRICAL INSTALLATIONS | Page |  |  | 3319286.25
4 | SECTION 4 - MECHANICAL INSTALLATIONS | Page |  |  | 3680711
5 | SECTION 5 - EXTERNAL WORKS | Page |  |  | 10801739.075
6 | SECTION 6 - PROVISIONAL SUMS | Page |  |  | 2946687.5
| SUBTOTAL |  |  |  | 34851077.915
CONTINGENCIES
| Provide an amount of R 1,000,000.00 for contingencies to be used on the project or omitted in total by the Client/Principal Agent | Sum | 1 | 1000000 | 1000000
| TOTAL EXCL VAT |  |  |  | 35851077.915
| VAT @ 15% |  |  |  | 5377661.6873
| TOTAL INCL VAT |  |  |  | 41228739.6023